## Main
Design Specifications |  | Unit Output |  | Constants | Input Value | Minimum | Maximum | S(C) | Weight | WDM Value
Daily Consumption | [L/day] | 219 |  | Consumption (C) | 219 | 155 | 600 | 5.017% | 0.1 | 0.0050174
Catchment Area | [m^2] | 100 |  | Relative Cost (c_r) | 0.23249 | 0.2 | 1 | 99.59% | 0.23 | 0.22907
Roof Catchment | [N/H/F] | F |  | H&E Risk Exposure (E) | 0 | 0 | 32 | 100% | 0.12 | 0.12
Additional Catchment | [m^2] | 0 |  | Power system GHGs (G) | 0.94529 | 0.1 | 1 | 0.9091% | 0.05 | 0.00045456
Collection Tank | [0.4/1.5/2.5/10 m^3] | 2.5 |  | Maintenance occurences (M) | 14.5832 | 6 | 72 | 95.88% | 0.15 | 0.14383
Storage Tank Volume | [m^3] | 17 |  | On-demand flow rate (Q_D) | 37.8801 | 15 | 40 | 98.24% | 0.1 | 0.098236
Storage Tank Location Height | [m] | 2.5 |  | Reliability (R) | 365 | 250 | 365 | 100% | 0.15 | 0.15
Storage Tank Location Distance X | [m] | -10 |  | Land Use (U) | 0.86827 | 0 | 1 | 86.83% | 0.1 | 0.086827
Storage Tank Location Distance Y | [m] | -5 | [6 empty] | Total | 83.34%
Storage Total XY Distance | [m] | 11.1803
Total Pipe Length | [m] | 13.1381
Storage Tank Tower Height | [m] | 4.4
Pump | [A/B/C] | A
Pump Diameter | [mm] | 20
Friction Factor | [] | 0.05
Loss Coefficient | [] | 10
Filter Coefficient | [Pa/(m/s)] | 3536.201
Filtration Location | [TO/FROM Storage Tank] | FROM
1μm Cartridge | [TRUE/FALSE] | TRUE
5μm Cartridge | [TRUE/FALSE] | FALSE
200μm Bag Filter | [TRUE/FALSE] | TRUE
UV Disinfection | [W] | 50
Chemial Disinfection | [Cl/Oz] | Oz
Power Strategy | [Solar/Diesel Generator] | Solar |  | Consumption | Storage Tank Vol | #Batt | #Solar
Number of Batteries | [Qty] | 1 | Station 1 2015 | 301 | 25 | 1 | 5 | 84.06
Option A: |  | TRUE | Station 3 2013 | 239 | 16 | 1 | 5 | 65.08
Solar Panel Model | [HES-260/SW-80/HES-350P] | HES-260 | Station 2 2015 | 250 | 19 | 1 | 5 | 74.88
Quantity of Selected Panel | [Qty] | 4 | Station 1 2014 | 398 | 40 | 1 | 5 | 84.05
Inverter | [kW] | 2.8 | Final Solution | 297 | 25 | 1 | 5 | 77.0175
Option B: |  | FALSE
Diesel Generator | [W] | 4000
Weather Data | [] | Station 3 2013

## Pump Main
Pump Specifications |  |  |  | Pipe Constants |  |  |  | Pump Constants |  |  |  | Operating Pressure | Flow Rate | Efficiency at Operating Pressure | Maximum Possible Efficiency
Distance to Storage Tank | 13.1381 | [m] |  | Diameter | 20 | [mm] |  | a | -0.0172 | [] |  | [kPA] | [LPM] | [] | [] |  |  |  |  | A --> | 58.79 LPM @ 69% efficiency
Height Total | 8.4 | [m] |  | Friction Factor | 0.05 | [] |  | b | -0.3605 | [] | $J$2*N3^2+$J$3*N3+$J$4 | 124.6142 | 29.9934 | 0.58889 | 0.69208 |  |  |  |  | B --> | 136.65 LPM @ 72% efficiency
Density of Water | 1000 | [kg/m^3] |  | Loss Coefficient | 10 | [] |  | c | 150.9 | [] |  | ^^^ updated formulas to derive operating pressure and flow rate (now you can plug in any values and the system updates automatically) | [7 empty] | C --> | 119.49 LPM @ 52% efficiency
Gravity Constant | 9.81 | [m/s^2] |  | Filter Coefficient | 0 | [kPa/(m/s)] | FROM | A | 0.7 | [] | [9 empty] | ^^^ B seems to be the best pump by a large margin... it offers the highest flowrate at the highest efficiency
Q_max | 83.7704 | [LPM] | [5 empty] | B | 0.39 | [] |  |  |  | 15 | [7 empty] | 23
| -104.7297 | 83.7704 | [10 empty] | working area |  |  | VLOOKUP(O10,C11:F41,5,TRUE)
[13 empty] | min deltap |  |  | p pressure | system pressure |  |  |  | min deltap | [14 empty] | Flow Velocity | Flow Rate | Pump Pressure | System Pressure
Flow Velocity | Flow Rate | Pump Pressure | System Pressure | Delta p |  | Efficiency | [6 empty] | [kPa] | 0.01 |  |  |  | deltap |  |  |  | 0.001 | [6 empty] | 0.0001 | [6 empty] | [m/s] | [LPM] | [kPa] | [kPa]
[m/s] | [LPM] | [kPa] | [kPa] | [kPa] | [8 empty] | 0.70321 | 1.6 | 30.1593 | 124.3828 | 125.086 |  |  |  | 0.091552 | 1.59 | 29.9708 | 124.6457 | 124.5541 |  |  | 0.012281 | 1.591 | [5 empty] | 0.0035784 | 1.5912 | 29.9934 | 124.6142 | 124.6177 | 0.58889
0 | 0 | 150.9 | 82.404 | 68.496 | 1 | 0 | [7 empty] | 1.46 | 27.5204 | 127.9522 | 117.9434 | 10.0088 | 0.56933 |  |  | 1.576 | 29.7069 | 125.0117 | 123.8151 | 1.1966 | 0.58671 |  | 1.5896 | 29.9633 | 124.6561 | 124.5329 | 0.12325 | 0.58866 | This function is iterative... it basically finds where the system and pump pressure are the closest, zooms in on that point, then does it again and again until you get a really accurate value
0.1 | 1.885 | 150.1594 | 82.5707 | 67.5886 | 2 | 0.19211 | [7 empty] | 1.47 | 27.7088 | 127.7051 | 118.4319 | 9.2732 | 0.57088 |  |  | 1.577 | 29.7257 | 124.9856 | 123.8677 | 1.1179 | 0.58685 |  | 1.5897 | 29.9651 | 124.6535 | 124.5382 | 0.11532 | 0.58868
0.2 | 3.7699 | 149.2965 | 83.0709 | 66.2256 | 3 | 0.25284 | [7 empty] | 1.48 | 27.8973 | 127.4569 | 118.9238 | 8.5332 | 0.57241 |  |  | 1.578 | 29.7446 | 124.9595 | 123.9203 | 1.0392 | 0.587 |  | 1.5898 | 29.967 | 124.6509 | 124.5435 | 0.1074 | 0.58869
0.3 | 5.6549 | 148.3114 | 83.9045 | 64.4069 | 4 | 0.29743 | [7 empty] | 1.49 | 28.0858 | 127.2074 | 119.4189 | 7.7885 | 0.57394 |  |  | 1.579 | 29.7634 | 124.9334 | 123.9729 | 0.96052 | 0.58714 |  | 1.5899 | 29.9689 | 124.6483 | 124.5488 | 0.099477 | 0.58871
0.4 | 7.5398 | 147.2041 | 85.0716 | 62.1325 | 5 | 0.33413 | [7 empty] | 1.5 | 28.2743 | 126.9568 | 119.9174 | 7.0393 | 0.57546 |  |  | 1.58 | 29.7823 | 124.9073 | 124.0256 | 0.88175 | 0.58728 |  | 1.59 | 29.9708 | 124.6457 | 124.5541 | 0.091552 | 0.58872
0.5 | 9.4248 | 145.9746 | 86.5722 | 59.4024 | 6 | 0.36599 | [7 empty] | 1.51 | 28.4628 | 126.7049 | 120.4193 | 6.2856 | 0.57697 |  |  | 1.581 | 29.8011 | 124.8812 | 124.0783 | 0.80294 | 0.58743 |  | 1.5901 | 29.9727 | 124.643 | 124.5594 | 0.083627 | 0.58874
0.6 | 11.3097 | 144.6228 | 88.4062 | 56.2166 | 7 | 0.39447 | [7 empty] | 1.52 | 28.6513 | 126.4517 | 120.9245 | 5.5273 | 0.57847 |  |  | 1.582 | 29.82 | 124.8551 | 124.131 | 0.72408 | 0.58757 |  | 1.5902 | 29.9746 | 124.6404 | 124.5647 | 0.075702 | 0.58875
0.7 | 13.1947 | 143.1488 | 90.5736 | 52.5752 | 8 | 0.42043 | [7 empty] | 1.53 | 28.8398 | 126.1974 | 121.433 | 4.7644 | 0.57996 |  |  | 1.583 | 29.8388 | 124.829 | 124.1838 | 0.64517 | 0.58772 |  | 1.5903 | 29.9764 | 124.6378 | 124.57 | 0.067776 | 0.58877
0.8 | 15.0796 | 141.5526 | 93.0745 | 48.4781 | 9 | 0.44439 | [7 empty] | 1.54 | 29.0283 | 125.9418 | 121.9448 | 3.997 | 0.58144 |  |  | 1.584 | 29.8577 | 124.8028 | 124.2366 | 0.56622 | 0.58786 |  | 1.5904 | 29.9783 | 124.6352 | 124.5753 | 0.059849 | 0.58878
0.9 | 16.9646 | 139.8341 | 95.9088 | 43.9253 | 10 | 0.4667 | [7 empty] | 1.55 | 29.2168 | 125.685 | 122.46 | 3.225 | 0.58292 |  |  | 1.585 | 29.8765 | 124.7766 | 124.2894 | 0.48722 | 0.588 |  | 1.5905 | 29.9802 | 124.6325 | 124.5806 | 0.051922 | 0.58879
1 | 18.8496 | 137.9935 | 99.0766 | 38.9168 | 11 | 0.48761 | [7 empty] | 1.56 | 29.4053 | 125.427 | 122.9785 | 2.4485 | 0.58438 |  |  | 1.586 | 29.8954 | 124.7505 | 124.3423 | 0.40818 | 0.58815 |  | 1.5906 | 29.9821 | 124.6299 | 124.5859 | 0.043995 | 0.58881
1.1 | 20.7345 | 136.0306 | 102.5779 | 33.4527 | 12 | 0.50727 | [7 empty] | 1.57 | 29.5938 | 125.1678 | 123.5004 | 1.6674 | 0.58584 |  |  | 1.587 | 29.9142 | 124.7243 | 124.3952 | 0.32909 | 0.58829 |  | 1.5907 | 29.984 | 124.6273 | 124.5912 | 0.036067 | 0.58882
1.2 | 22.6195 | 133.9455 | 106.4126 | 27.5329 | 13 | 0.52581 | [7 empty] | 1.58 | 29.7823 | 124.9073 | 124.0256 | 0.88175 | 0.58728 |  |  | 1.588 | 29.9331 | 124.6981 | 124.4481 | 0.24996 | 0.58844 |  | 1.5908 | 29.9859 | 124.6247 | 124.5965 | 0.028139 | 0.58884
1.3 | 24.5044 | 131.7381 | 110.5808 | 21.1574 | 14 | 0.54332 | [7 empty] | 1.59 | 29.9708 | 124.6457 | 124.5541 | 0.091552 | 0.58872 |  |  | 1.589 | 29.9519 | 124.6719 | 124.5011 | 0.17078 | 0.58858 |  | 1.5909 | 29.9878 | 124.622 | 124.6018 | 0.02021 | 0.58885
1.4 | 26.3894 | 129.4086 | 115.0824 | 14.3262 | 15 | 0.55986 | [7 empty] | 1.6 | 30.1593 | 124.3828 | 125.086 | 0.70321 | 0.59015 |  |  | 1.59 | 29.9708 | 124.6457 | 124.5541 | 0.091552 | 0.58872 |  | 1.591 | 29.9896 | 124.6194 | 124.6071 | 0.012281 | 0.58887
1.5 | 28.2743 | 126.9568 | 119.9174 | 7.0393 | 16 | 0.57546 | [7 empty] | 1.61 | 30.3478 | 124.1186 | 125.6212 | 1.5025 | 0.59157 |  |  | 1.591 | 29.9896 | 124.6194 | 124.6071 | 0.012281 | 0.58887 |  | 1.5911 | 29.9915 | 124.6168 | 124.6124 | 0.0043516 | 0.58888
1.6 | 30.1593 | 124.3828 | 125.086 | 0.70321 | 17 | 0.59015 | [7 empty] | 1.62 | 30.5363 | 123.8533 | 126.1597 | 2.3064 | 0.59298 |  |  | 1.592 | 30.0085 | 124.5932 | 124.6602 | 0.067035 | 0.58901 |  | 1.5912 | 29.9934 | 124.6142 | 124.6177 | 0.0035784 | 0.58889
1.7 | 32.0442 | 121.6865 | 130.5879 | 8.9014 | 18 | 0.60395 | [7 empty] | 1.63 | 30.7248 | 123.5867 | 126.7015 | 3.1148 | 0.59438 |  |  | 1.593 | 30.0273 | 124.5669 | 124.7133 | 0.1464 | 0.58915 |  | 1.5913 | 29.9953 | 124.6115 | 124.6231 | 0.011509 | 0.58891
1.8 | 33.9292 | 118.868 | 136.4234 | 17.5553 | 19 | 0.61685 | [7 empty] | 1.64 | 30.9133 | 123.3189 | 127.2467 | 3.9278 | 0.59578 |  |  | 1.594 | 30.0462 | 124.5406 | 124.7664 | 0.2258 | 0.58929 |  | 1.5914 | 29.9972 | 124.6089 | 124.6284 | 0.01944 | 0.58892
1.9 | 35.8142 | 115.9274 | 142.5922 | 26.6649 | 20 | 0.62885 | [7 empty] | 1.65 | 31.1018 | 123.0499 | 127.7953 | 4.7454 | 0.59716 |  |  | 1.595 | 30.065 | 124.5144 | 124.8196 | 0.30526 | 0.58944 |  | 1.5915 | 29.9991 | 124.6063 | 124.6337 | 0.027371 | 0.58894
2 | 37.6991 | 112.8644 | 149.0946 | 36.2301 | 21 | 0.63993 | [7 empty] | 1.66 | 31.2903 | 122.7797 | 128.3471 | 5.5675 | 0.59854 |  |  | 1.596 | 30.0839 | 124.4881 | 124.8728 | 0.38476 | 0.58958 |  | 1.5916 | 30.001 | 124.6037 | 124.639 | 0.035303 | 0.58895
2.1 | 39.5841 | 109.6793 | 155.9303 | 46.2511 | 22 | 0.65008 | [7 empty] | 1.67 | 31.4788 | 122.5082 | 128.9023 | 6.3941 | 0.5999 |  |  | 1.597 | 30.1027 | 124.4618 | 124.9261 | 0.4643 | 0.58972 |  | 1.5917 | 30.0028 | 124.601 | 124.6443 | 0.043236 | 0.58897
2.2 | 41.469 | 106.3719 | 163.0996 | 56.7277 | 23 | 0.65925 | [7 empty] | 1.68 | 31.6673 | 122.2355 | 129.4609 | 7.2253 | 0.60126 |  |  | 1.598 | 30.1216 | 124.4354 | 124.9793 | 0.54389 | 0.58987 |  | 1.5918 | 30.0047 | 124.5984 | 124.6496 | 0.051168 | 0.58898
2.3 | 43.354 | 102.9423 | 170.6023 | 67.6599 | 24 | 0.66742 | [7 empty] | 1.69 | 31.8557 | 121.9616 | 130.0227 | 8.0611 | 0.60261 |  |  | 1.599 | 30.1404 | 124.4091 | 125.0326 | 0.62353 | 0.59001 |  | 1.5919 | 30.0066 | 124.5958 | 124.6549 | 0.059102 | 0.58899
2.4 | 45.2389 | 99.3905 | 178.4384 | 79.0479 | 25 | 0.67453 | [7 empty] | 1.7 | 32.0442 | 121.6865 | 130.5879 | 8.9014 | 0.60395 |  |  | 1.6 | 30.1593 | 124.3828 | 125.086 | 0.70321 | 0.59015 |  | 1.592 | 30.0085 | 124.5932 | 124.6602 | 0.067035 | 0.58901
2.5 | 47.1239 | 95.7165 | 186.608 | 90.8915 | 26 | 0.68054 | [7 empty] | 1.71 | 32.2327 | 121.4102 | 131.1565 | 9.7463 | 0.60528 |  |  | 1.601 | 30.1781 | 124.3564 | 125.1393 | 0.78293 | 0.59029 |  | 1.5921 | 30.0104 | 124.5905 | 124.6655 | 0.074969 | 0.58902
2.6 | 49.0088 | 91.9202 | 195.1111 | 103.1909 | 27 | 0.68538 | [7 empty] | 1.72 | 32.4212 | 121.1326 | 131.7283 | 10.5957 | 0.6066 |  |  | 1.602 | 30.197 | 124.33 | 125.1927 | 0.86271 | 0.59044 |  | 1.5922 | 30.0123 | 124.5879 | 124.6708 | 0.082904 | 0.58904
2.7 | 50.8938 | 88.0017 | 203.9476 | 115.9458 | 28 | 0.68898 | [7 empty] | 1.73 | 32.6097 | 120.8538 | 132.3035 | 11.4497 | 0.60791 |  |  | 1.603 | 30.2158 | 124.3036 | 125.2462 | 0.94252 | 0.59058 |  | 1.5923 | 30.0141 | 124.5853 | 124.6761 | 0.090839 | 0.58905
2.8 | 52.7788 | 83.961 | 213.1175 | 129.1565 | 29 | 0.69124 | [7 empty] | 1.74 | 32.7982 | 120.5738 | 132.8821 | 12.3083 | 0.60921 |  |  | 1.604 | 30.2347 | 124.2773 | 125.2996 | 1.0224 | 0.59072 |  | 1.5924 | 30.016 | 124.5827 | 124.6814 | 0.098775 | 0.58907
2.9 | 54.6637 | 79.798 | 222.6209 | 142.8229 | 30 | 0.69208 | [7 empty] | 1.75 | 32.9867 | 120.2926 | 133.464 | 13.1714 | 0.61051 |  |  | 1.605 | 30.2535 | 124.2508 | 125.3531 | 1.1023 | 0.59086 |  | 1.5925 | 30.0179 | 124.58 | 124.6868 | 0.10671 | 0.58908
3 | 56.5487 | 75.5129 | 232.4578 | 156.9449 | 31 | 0.69137 | [7 empty] | 1.76 | 33.1752 | 120.0101 | 134.0492 | 14.0391 | 0.61179 |  |  | 1.606 | 30.2724 | 124.2244 | 125.4067 | 1.1822 | 0.591 |  | 1.5926 | 30.0198 | 124.5774 | 124.6921 | 0.11465 | 0.58909
3.1 | 58.4336 | 71.1055 | 242.6281 | 171.5226 | 32 | 0.68899 | [7 empty] | 1.77 | 33.3637 | 119.7264 | 134.6377 | 14.9113 | 0.61307 |  |  | 1.607 | 30.2912 | 124.198 | 125.4602 | 1.2622 | 0.59115 |  | 1.5927 | 30.0217 | 124.5748 | 124.6974 | 0.12258 | 0.58911
3.2 | 60.3186 | 66.5759 | 253.1318 | 186.556 | 33 | 0.68476 | [7 empty] | 1.78 | 33.5522 | 119.4415 | 135.2296 | 15.7881 | 0.61434 |  |  | 1.608 | 30.3101 | 124.1716 | 125.5138 | 1.3423 | 0.59129 |  | 1.5928 | 30.0236 | 124.5722 | 124.7027 | 0.13052 | 0.58912
3.3 | 62.2035 | 61.924 | 263.9691 | 202.045 | 34 | 0.67849 | [7 empty] | 1.79 | 33.7407 | 119.1554 | 135.8248 | 16.6694 | 0.6156 |  |  | 1.609 | 30.3289 | 124.1451 | 125.5675 | 1.4224 | 0.59143 |  | 1.5929 | 30.0255 | 124.5695 | 124.708 | 0.13846 | 0.58914
3.4 | 64.0885 | 57.1499 | 275.1397 | 217.9898 | 35 | 0.66994 | [7 empty] | 1.8 | 33.9292 | 118.868 | 136.4234 | 17.5553 | 0.61685 |  |  | 1.61 | 30.3478 | 124.1186 | 125.6212 | 1.5025 | 0.59157 |  | 1.593 | 30.0273 | 124.5669 | 124.7133 | 0.1464 | 0.58915
3.5 | 65.9734 | 52.2536 | 286.6438 | 234.3902 | 36 | 0.65881
3.6 | 67.8584 | 47.2351 | 298.4814 | 251.2463 | 37 | 0.64473
3.7 | 69.7434 | 42.0944 | 310.6525 | 268.5581 | 38 | 0.6272
3.8 | 71.6283 | 36.8314 | 323.1569 | 286.3255 | 39 | 0.60556
3.9 | 73.5133 | 31.4462 | 335.9949 | 304.5486 | 40 | 0.57888
4 | 75.3982 | 25.9388 | 349.1662 | 323.2275 | 41 | 0.54575
4.1 | 77.2832 | 20.3091 | 362.6711 | 342.3619 | 42 | 0.50392
4.2 | 79.1681 | 14.5573 | 376.5094 | 361.9521 | 43 | 0.44923
4.3 | 81.0531 | 8.6832 | 390.6811 | 381.9979 | 44 | 0.37223
4.4 | 82.938 | 2.6869 | 405.1863 | 402.4995 | 45 | 0.23645
4.5 | 84.823 | -3.4317 | 420.025 | 423.4567 | 46 | 0
4.6 | 86.708 | -9.6725 | 435.1971 | 444.8695 | 47 | 0
4.7 | 88.5929 | -16.0355 | 450.7026 | 466.7381 | 48 | 0 | [7 empty] | Max efficiency stuff
4.8 | 90.4779 | -22.5207 | 466.5416 | 489.0623 | 49 | 0 | [5 empty] | 1 |  |  |  | 0.1
4.9 | 92.3628 | -29.1281 | 482.7141 | 511.8422 | 50 | 0 | [5 empty] | 54.6637 | 0.69208 |  |  | 54.6637 | 0.69208 |  |  |  | 0.69208
5 | 94.2478 | -35.8578 | 499.22 | 535.0778 | 51 | 0 | [5 empty] | 40.6637 | 0.65545 |  |  | 53.2637 | 0.6916
5.1 | 96.1327 | -42.7097 | 516.0594 | 558.7691 | 52 | 0 | [5 empty] | 41.6637 | 0.66014 |  |  | 53.3637 | 0.69166
5.2 | 98.0177 | -49.6838 | 533.2322 | 582.916 | 53 | 0 | [5 empty] | 42.6637 | 0.66455 |  |  | 53.4637 | 0.69172
5.3 | 99.9026 | -56.7802 | 550.7385 | 607.5186 | 54 | 0 | [5 empty] | 43.6637 | 0.66866 |  |  | 53.5637 | 0.69177
5.4 | 101.7876 | -63.9987 | 568.5782 | 632.5769 | 55 | 0 | [5 empty] | 44.6637 | 0.67248 |  |  | 53.6637 | 0.69182
5.5 | 103.6726 | -71.3395 | 586.7514 | 658.0909 | 56 | 0 | [5 empty] | 45.6637 | 0.67599 |  |  | 53.7637 | 0.69186
[12 empty] | 46.6637 | 0.67918 |  |  | 53.8637 | 0.69191
[12 empty] | 47.6637 | 0.68205 |  |  | 53.9637 | 0.69194
[12 empty] | 48.6637 | 0.68459 |  |  | 54.0637 | 0.69197
[12 empty] | 49.6637 | 0.68677 |  |  | 54.1637 | 0.692
[12 empty] | 50.6637 | 0.68861 |  |  | 54.2637 | 0.69203
[12 empty] | 51.6637 | 0.69007 |  |  | 54.3637 | 0.69205
[12 empty] | 52.6637 | 0.69114 |  |  | 54.4637 | 0.69206
[12 empty] | 53.6637 | 0.69182 |  |  | 54.5637 | 0.69207
[12 empty] | 54.6637 | 0.69208 |  |  | 54.6637 | 0.69208
[12 empty] | 55.6637 | 0.69191 |  |  | 55.6637 | 0.69191
[12 empty] | 56.6637 | 0.69128 |  |  | 56.6637 | 0.69128
[12 empty] | 57.6637 | 0.69017 |  |  | 57.6637 | 0.69017
[12 empty] | 58.6637 | 0.68857 |  |  | 58.6637 | 0.68857
[12 empty] | 59.6637 | 0.68645 |  |  | 59.6637 | 0.68645
[12 empty] | 60.6637 | 0.68377 |  |  | 60.6637 | 0.68377
[12 empty] | 61.6637 | 0.6805 |  |  | 61.6637 | 0.6805
[12 empty] | 62.6637 | 0.67662 |  |  | 62.6637 | 0.67662
[12 empty] | 63.6637 | 0.67208 |  |  | 63.6637 | 0.67208
[12 empty] | 64.6637 | 0.66683 |  |  | 64.6637 | 0.66683
[12 empty] | 65.6637 | 0.66083 |  |  | 65.6637 | 0.66083
[12 empty] | 66.6637 | 0.65402 |  |  | 66.6637 | 0.65402
[12 empty] | 67.6637 | 0.64633 |  |  | 67.6637 | 0.64633
[12 empty] | 68.6637 | 0.6377 |  |  | 68.6637 | 0.6377
[12 empty] | 69.6637 | 0.62802 |  |  | 69.6637 | 0.62802
[12 empty] | 70.6637 | 0.6172 |  |  | 70.6637 | 0.6172
[12 empty] | 71.6637 | 0.60511 |  |  | 71.6637 | 0.60511

## Storage System Flow
Constants |  |  |  | Pipe Constants |  |  |  | System Function |  | Operating Pressure | Flow Rate
Distance to Storage Tank | 13.1381 | [m] |  | Diameter | 20 | [mm] |  | NO |  | [kPA] | [LPM] | [5 empty] | A --> | 58.79 LPM @ 69% efficiency
Height of Storage Tank | 6.9 | [m] |  | Friction Factor | 0.05 | [] |  |  | $J$2*N3^2+$J$3*N3+$J$4 | 67.6876 | 37.8801 | [5 empty] | B --> | 136.65 LPM @ 72% efficiency
Density of Water | 1000 | [kg/m^3] |  | Loss Coefficient | 10 | [] | [10 empty] | C --> | 119.49 LPM @ 52% efficiency
Gravity Constant | 9.81 | [m/s^2] |  | Filter Coefficient | 3536.201 | [kPa/(m/s)] | FROM | [9 empty] | ^^^ B seems to be the best pump by a large margin... it offers the highest flowrate at the highest efficiency
|  |  |  | UV Filter Max Flow | 40 | [LPM] | [5 empty] | 15 | [6 empty] | 23
[11 empty] | working area |  |  | VLOOKUP(O10,C11:F41,5,TRUE)
[11 empty] | min deltap |  | Flow rate (Q) | Storage Curve | Height Pressure |  |  | min deltap |  | Flow Rate (Q) | Storage Curve | [9 empty] | Flow Velocity | Flow Rate | Pump Pressure | System Pressure
Flow Velocity | Flow Rate | Storage Curve | Height Pressure | Delta p |  | Efficiency |  |  |  |  | [kPa] | 0.01 |  |  |  | deltap |  |  | 0.001 | [5 empty] | 0.0001 | [5 empty] | [m/s] | [LPM] | [kPa] | [kPa]
[m/s] | [LPM] | [kPa] | [kPa] | [kPa] | [6 empty] | 0.64482 | 2 | 37.6991 | 67.0442 | 67.689 |  |  | 0.025524 | 2.01 | 37.8876 | 67.7145 | 67.689 |  | 0.025524 | 2.01 |  |  |  |  | 0.0013541 | 2.0096 | 37.8801 | 67.6876 | 67.689 | 0
0 | 0 | 0 | 67.689 | 67.689 | 1 | [6 empty] | 1.86 | 35.0602 | 58.0095 | 67.689 | 9.6795 |  |  | 1.996 | 37.6237 | 66.777 | 67.689 | 0.91202 |  | 2.0086 | 37.8612 | 67.6205 | 67.689 | 0.068525 | This function is iterative... it basically finds where the system and pump pressure are the closest, zooms in on that point, then does it again and again until you get a really accurate value
0.1 | 1.885 | 0.18441 | 67.689 | 67.5046 | 2 | [6 empty] | 1.87 | 35.2487 | 58.6332 | 67.689 | 9.0558 |  |  | 1.997 | 37.6426 | 66.8437 | 67.689 | 0.84527 |  | 2.0087 | 37.8631 | 67.6272 | 67.689 | 0.061809
0.2 | 3.7699 | 0.70227 | 67.689 | 66.9867 | 3 | [6 empty] | 1.88 | 35.4372 | 59.2602 | 67.689 | 8.4288 |  |  | 1.998 | 37.6614 | 66.9105 | 67.689 | 0.77849 |  | 2.0088 | 37.865 | 67.6339 | 67.689 | 0.055093
0.3 | 5.6549 | 1.5536 | 67.689 | 66.1354 | 4 | [6 empty] | 1.89 | 35.6257 | 59.8905 | 67.689 | 7.7985 |  |  | 1.999 | 37.6803 | 66.9773 | 67.689 | 0.71167 |  | 2.0089 | 37.8669 | 67.6406 | 67.689 | 0.048377
0.4 | 7.5398 | 2.7383 | 67.689 | 64.9507 | 5 | [6 empty] | 1.9 | 35.8142 | 60.5242 | 67.689 | 7.1648 |  |  | 2 | 37.6991 | 67.0442 | 67.689 | 0.64482 |  | 2.009 | 37.8688 | 67.6473 | 67.689 | 0.041661
0.5 | 9.4248 | 4.2566 | 67.689 | 63.4324 | 6 | [6 empty] | 1.91 | 36.0027 | 61.1612 | 67.689 | 6.5278 |  |  | 2.001 | 37.718 | 67.1111 | 67.689 | 0.57793 |  | 2.0091 | 37.8706 | 67.6541 | 67.689 | 0.034944
0.6 | 11.3097 | 6.1082 | 67.689 | 61.5808 | 7 | [6 empty] | 1.92 | 36.1911 | 61.8015 | 67.689 | 5.8875 |  |  | 2.002 | 37.7368 | 67.178 | 67.689 | 0.51102 |  | 2.0092 | 37.8725 | 67.6608 | 67.689 | 0.028226
0.7 | 13.1947 | 8.2934 | 67.689 | 59.3956 | 8 | [6 empty] | 1.93 | 36.3796 | 62.4452 | 67.689 | 5.2438 |  |  | 2.003 | 37.7557 | 67.2449 | 67.689 | 0.44407 |  | 2.0093 | 37.8744 | 67.6675 | 67.689 | 0.021509
0.8 | 15.0796 | 10.8119 | 67.689 | 56.8771 | 9 | [6 empty] | 1.94 | 36.5681 | 63.0922 | 67.689 | 4.5968 |  |  | 2.004 | 37.7745 | 67.3119 | 67.689 | 0.37708 |  | 2.0094 | 37.8763 | 67.6742 | 67.689 | 0.014791
0.9 | 16.9646 | 13.664 | 67.689 | 54.025 | 10 | [6 empty] | 1.95 | 36.7566 | 63.7425 | 67.689 | 3.9465 |  |  | 2.005 | 37.7934 | 67.3789 | 67.689 | 0.31006 |  | 2.0095 | 37.8782 | 67.6809 | 67.689 | 0.0080727
1 | 18.8496 | 16.8495 | 67.689 | 50.8395 | 11 | [6 empty] | 1.96 | 36.9451 | 64.3962 | 67.689 | 3.2928 |  |  | 2.006 | 37.8122 | 67.446 | 67.689 | 0.24301 |  | 2.0096 | 37.8801 | 67.6876 | 67.689 | 0.0013541
1.1 | 20.7345 | 20.3684 | 67.689 | 47.3206 | 12 | [6 empty] | 1.97 | 37.1336 | 65.0532 | 67.689 | 2.6358 |  |  | 2.007 | 37.8311 | 67.5131 | 67.689 | 0.17593 |  | 2.0097 | 37.882 | 67.6944 | 67.689 | 0.0053648
1.2 | 22.6195 | 24.2208 | 67.689 | 43.4682 | 13 | [6 empty] | 1.98 | 37.3221 | 65.7135 | 67.689 | 1.9755 |  |  | 2.008 | 37.8499 | 67.5802 | 67.689 | 0.10881 |  | 2.0098 | 37.8838 | 67.7011 | 67.689 | 0.012084
1.3 | 24.5044 | 28.4066 | 67.689 | 39.2824 | 14 | [6 empty] | 1.99 | 37.5106 | 66.3772 | 67.689 | 1.3118 |  |  | 2.009 | 37.8688 | 67.6473 | 67.689 | 0.041661 |  | 2.0099 | 37.8857 | 67.7078 | 67.689 | 0.018804
1.4 | 26.3894 | 32.9259 | 67.689 | 34.7631 | 15 | [6 empty] | 2 | 37.6991 | 67.0442 | 67.689 | 0.64482 |  |  | 2.01 | 37.8876 | 67.7145 | 67.689 | 0.025524 |  | 2.01 | 37.8876 | 67.7145 | 67.689 | 0.025524
1.5 | 28.2743 | 37.7787 | 67.689 | 29.9103 | 16 | [6 empty] | 2.01 | 37.8876 | 67.7145 | 67.689 | 0.025524 |  |  | 2.011 | 37.9065 | 67.7817 | 67.689 | 0.092741 |  | 2.0101 | 37.8895 | 67.7212 | 67.689 | 0.032244
1.6 | 30.1593 | 42.9649 | 67.689 | 24.7241 | 17 | [6 empty] | 2.02 | 38.0761 | 68.3882 | 67.689 | 0.6992 |  |  | 2.012 | 37.9253 | 67.849 | 67.689 | 0.15999 |  | 2.0102 | 37.8914 | 67.728 | 67.689 | 0.038964
1.7 | 32.0442 | 48.4845 | 67.689 | 19.2045 | 18 | [6 empty] | 2.03 | 38.2646 | 69.0652 | 67.689 | 1.3762 |  |  | 2.013 | 37.9442 | 67.9163 | 67.689 | 0.22728 |  | 2.0103 | 37.8933 | 67.7347 | 67.689 | 0.045685
1.8 | 33.9292 | 54.3376 | 67.689 | 13.3514 | 19 | [6 empty] | 2.04 | 38.4531 | 69.7456 | 67.689 | 2.0566 |  |  | 2.014 | 37.963 | 67.9836 | 67.689 | 0.29459 |  | 2.0104 | 37.8951 | 67.7414 | 67.689 | 0.052407
1.9 | 35.8142 | 60.5242 | 67.689 | 7.1648 | 20 | [6 empty] | 2.05 | 38.6416 | 70.4292 | 67.689 | 2.7402 |  |  | 2.015 | 37.9819 | 68.0509 | 67.689 | 0.36194 |  | 2.0105 | 37.897 | 67.7481 | 67.689 | 0.059128
2 | 37.6991 | 67.0442 | 67.689 | 0.64482 | 21 | [6 empty] | 2.06 | 38.8301 | 71.1162 | 67.689 | 3.4272 |  |  | 2.016 | 38.0007 | 68.1183 | 67.689 | 0.42933 |  | 2.0106 | 37.8989 | 67.7549 | 67.689 | 0.06585
2.1 | 39.5841 | 73.8976 | 67.689 | 6.2086 | 22 | [6 empty] | 2.07 | 39.0186 | 71.8066 | 67.689 | 4.1176 |  |  | 2.017 | 38.0196 | 68.1857 | 67.689 | 0.49675 |  | 2.0107 | 37.9008 | 67.7616 | 67.689 | 0.072572
2.2 | 41.469 | 81.0846 | 67.689 | 13.3956 | 23 | [6 empty] | 2.08 | 39.2071 | 72.5003 | 67.689 | 4.8113 |  |  | 2.018 | 38.0384 | 68.2532 | 67.689 | 0.5642 |  | 2.0108 | 37.9027 | 67.7683 | 67.689 | 0.079295
2.3 | 43.354 | 88.6049 | 67.689 | 20.9159 | 24 | [6 empty] | 2.09 | 39.3956 | 73.1973 | 67.689 | 5.5083 |  |  | 2.019 | 38.0573 | 68.3207 | 67.689 | 0.63168 |  | 2.0109 | 37.9046 | 67.775 | 67.689 | 0.086018
2.4 | 45.2389 | 96.4588 | 67.689 | 28.7698 | 25 | [6 empty] | 2.1 | 39.5841 | 73.8976 | 67.689 | 6.2086 |  |  | 2.02 | 38.0761 | 68.3882 | 67.689 | 0.6992 |  | 2.011 | 37.9065 | 67.7817 | 67.689 | 0.092741
2.5 | 47.1239 | 104.646 | 67.689 | 36.957 | 26 | [6 empty] | 2.11 | 39.7726 | 74.6013 | 67.689 | 6.9123 |  |  | 2.021 | 38.095 | 68.4558 | 67.689 | 0.76675 |  | 2.0111 | 37.9083 | 67.7885 | 67.689 | 0.099465
2.6 | 49.0088 | 113.1668 | 67.689 | 45.4778 | 27 | [6 empty] | 2.12 | 39.9611 | 75.3084 | 67.689 | 7.6194 |  |  | 2.022 | 38.1138 | 68.5233 | 67.689 | 0.83433 |  | 2.0112 | 37.9102 | 67.7952 | 67.689 | 0.10619
2.7 | 50.8938 | 122.0209 | 67.689 | 54.3319 | 28 | [6 empty] | 2.13 | 40.1496 | 76.0187 | 67.689 | 8.3297 |  |  | 2.023 | 38.1327 | 68.591 | 67.689 | 0.90195 |  | 2.0113 | 37.9121 | 67.8019 | 67.689 | 0.11291
2.8 | 52.7788 | 131.2086 | 67.689 | 63.5196 | 29 | [6 empty] | 2.14 | 40.338 | 76.7324 | 67.689 | 9.0434 |  |  | 2.024 | 38.1515 | 68.6586 | 67.689 | 0.9696 |  | 2.0114 | 37.914 | 67.8086 | 67.689 | 0.11964
2.9 | 54.6637 | 140.7297 | 67.689 | 73.0407 | 30 | [6 empty] | 2.15 | 40.5265 | 77.4494 | 67.689 | 9.7604 |  |  | 2.025 | 38.1704 | 68.7263 | 67.689 | 1.0373 |  | 2.0115 | 37.9159 | 67.8154 | 67.689 | 0.12636
3 | 56.5487 | 150.5842 | 67.689 | 82.8952 | 31 | [6 empty] | 2.16 | 40.715 | 78.1698 | 67.689 | 10.4808 |  |  | 2.026 | 38.1892 | 68.794 | 67.689 | 1.105 |  | 2.0116 | 37.9178 | 67.8221 | 67.689 | 0.13309
3.1 | 58.4336 | 160.7722 | 67.689 | 93.0832 | 32 | [6 empty] | 2.17 | 40.9035 | 78.8935 | 67.689 | 11.2045 |  |  | 2.027 | 38.208 | 68.8618 | 67.689 | 1.1728 |  | 2.0117 | 37.9197 | 67.8288 | 67.689 | 0.13981
3.2 | 60.3186 | 171.2936 | 67.689 | 103.6046 | 33 | [6 empty] | 2.18 | 41.092 | 79.6205 | 67.689 | 11.9315 |  |  | 2.028 | 38.2269 | 68.9295 | 67.689 | 1.2405 |  | 2.0118 | 37.9215 | 67.8355 | 67.689 | 0.14654
3.3 | 62.2035 | 182.1485 | 67.689 | 114.4595 | 34 | [6 empty] | 2.19 | 41.2805 | 80.3509 | 67.689 | 12.6619 |  |  | 2.029 | 38.2457 | 68.9974 | 67.689 | 1.3084 |  | 2.0119 | 37.9234 | 67.8423 | 67.689 | 0.15327
3.4 | 64.0885 | 193.3369 | 67.689 | 125.6479 | 35 | [6 empty] | 2.2 | 41.469 | 81.0846 | 67.689 | 13.3956 |  |  | 2.03 | 38.2646 | 69.0652 | 67.689 | 1.3762 |  | 2.012 | 37.9253 | 67.849 | 67.689 | 0.15999
3.5 | 65.9734 | 204.8587 | 67.689 | 137.1697 | 36
3.6 | 67.8584 | 216.7139 | 67.689 | 149.0249 | 37
3.7 | 69.7434 | 228.9026 | 67.689 | 161.2136 | 38
3.8 | 71.6283 | 241.4248 | 67.689 | 173.7358 | 39
3.9 | 73.5133 | 254.2804 | 67.689 | 186.5914 | 40
4 | 75.3982 | 267.4695 | 67.689 | 199.7805 | 41
4.1 | 77.2832 | 280.992 | 67.689 | 213.303 | 42
4.2 | 79.1681 | 294.848 | 67.689 | 227.159 | 43
4.3 | 81.0531 | 309.0374 | 67.689 | 241.3484 | 44
4.4 | 82.938 | 323.5603 | 67.689 | 255.8713 | 45
4.5 | 84.823 | 338.4166 | 67.689 | 270.7276 | 46
4.6 | 86.708 | 353.6064 | 67.689 | 285.9174 | 47
4.7 | 88.5929 | 369.1296 | 67.689 | 301.4406 | 48
4.8 | 90.4779 | 384.9863 | 67.689 | 317.2973 | 49
4.9 | 92.3628 | 401.1765 | 67.689 | 333.4875 | 50
5 | 94.2478 | 417.7001 | 67.689 | 350.0111 | 51
5.1 | 96.1327 | 434.5571 | 67.689 | 366.8681 | 52
5.2 | 98.0177 | 451.7476 | 67.689 | 384.0586 | 53
5.3 | 99.9026 | 469.2716 | 67.689 | 401.5826 | 54
5.4 | 101.7876 | 487.129 | 67.689 | 419.44 | 55
5.5 | 103.6726 | 505.3198 | 67.689 | 437.6308 | 56

## Filter Life Span
Filter Modules |  | Present ? | Cf | Actual Filter Life | Filter Life Data [L] |  |  | Cf Exp | 20659
| Filter Size | [T/F] | [kPa/(m/s)] | [L] | No pre-filter | 5 um pre | 200 um pre
| 1μm Cartridge | TRUE | 3450.053 | 15000 | 5000 | 20000 | 15000
| 5μm Cartridge | FALSE | 1720.8947 |  | 10000 |  | 20000
| 200μm Bag Filter | TRUE | 86.148 | 20000 | 20000
| Total |  | 3536.201

## Energy
Energy Calculations for a system using Ozone Disinfection | [5 empty] | Pump Efficiency | 58.89% | [ ] | Contact Time | 10 | [min] | UV Lamp Size | 50 | [W] | Using Solar? | TRUE | [TRUE/FALSE] | Chlorine Dosing | 100 | [mg*min/L] | Number of Batteries | 1 | [ ]
Catch. Area | 100 | [m2] |  | 0 |  |  |  |  | Ct_Ozone | 50 | [mg min/L] | Hours of Operation | 24 | [hr] | Solar Intensity | 350 | [W/m^2] | Contact Time | 10 | [min] | Efficiency Battery | 0.96 | [ ]
[9 empty] | Energy for O3 | 2 | [MJ / g] | Using Diesel? | FALSE | [TRUE/FALSE] | Solar Panel Area | 1.6 | [m^2] | Percent Concentration | 0.05 | [ ] | Energy Storage per Battery | 2000 | [Wh]
Consumption | 219 | [L/day] | [6 empty] | Using Ozone? | TRUE | [ TRUE/FALSE] | Heating Value Diesel | 40 | [MJ/L] | Number of Solar Panels | 4 | [ ] | Using Chlorine? | FALSE | [TRUE/FALSE] | Initial Energy Stored | 0 | [Wh]
[12 empty] | Efficiency of Generator | 35% | [ ] | Efficiency of Solar Panel | 17% | [ ]
[15 empty] | Efficiency of Invertor | 92% | [ ]
This takes into account the efficiency of the generator
Day | Rain | Qin * 1 day | Consumption | Stored Water | Pump Pressure | Output Energy | Input Energy | Pump Energy | Mass O3 | Mass O3 | Energy for O3 | Energy for O3 | Energy for UV | Total Energy Needed for the Day | Diesel Energy | Diesel Fuel | Average Sunlight | Solar Panel Energy | AC Energy Output | Chlorine Solution Mass | Energy into Battery | Energy out of Battery | Energy Stored in Battery (End of Day) | Enough Energy?
[ date ] | [mm] | [m3] | [m3] | [m3] | [Pa] | [J] | [J] | [Wh] | [mg] | [g] | [MJ] | [Wh] | [Wh] | [Wh] | [Wh] | [L] | [Hr] | [Wh] | [Wh] | [kg] | [Wh] | [Wh] | [Wh] | [Yes/No]
2013-01-01 | 0 | 0 | 0.219 | -0.219 | 124614.1711 | 0 | 0 | 0 | 0 | 0 | 0 | 0 | 1200 | 1200 | 0 | 0 | 8.5 | 3236.8 | 2977.856 | 0 | 2977.856 | 1200 | 1608.7418 | Yes | Diesel always meets the energy requirements
2013-01-02 | 0 | 0 | 0.219 | -0.438 | 124614.1711 | 0 | 0 | 0 | 0 | 0 | 0 | 0 | 1200 | 1200 | 0 | 0 | 8.5 | 3236.8 | 2977.856 | 0 | 2977.856 | 1200 | 2000 | Yes
2013-01-03 | 0 | 0 | 0.219 | -0.657 | 124614.1711 | 0 | 0 | 0 | 0 | 0 | 0 | 0 | 1200 | 1200 | 0 | 0 | 8.5 | 3236.8 | 2977.856 | 0 | 2977.856 | 1200 | 2000 | Yes
2013-01-04 | 0 | 0 | 0.219 | -0.876 | 124614.1711 | 0 | 0 | 0 | 0 | 0 | 0 | 0 | 1200 | 1200 | 0 | 0 | 8.5 | 3236.8 | 2977.856 | 0 | 2977.856 | 1200 | 2000 | Yes
2013-01-05 | 4.4 | 0.44 | 0.219 | -0.655 | 124614.1711 | 54830.2353 | 93107.1076 | 25.8631 | 2200 | 2.2 | 4.4 | 1222.2222 | 1200 | 2448.0853 | 0 | 0 | 8.5 | 3236.8 | 2977.856 | 0 | 2977.856 | 2448.0853 | 2000 | Yes
2013-01-06 | 5.6 | 0.56 | 0.219 | -0.314 | 124614.1711 | 69783.9358 | 118499.9551 | 32.9167 | 2800 | 2.8 | 5.6 | 1555.5556 | 1200 | 2788.4722 | 0 | 0 | 8.5 | 3236.8 | 2977.856 | 0 | 2977.856 | 2788.4722 | 1954.0832 | Yes
2013-01-07 | 5 | 0.5 | 0.219 | -0.033 | 124614.1711 | 62307.0856 | 105803.5313 | 29.3899 | 2500 | 2.5 | 5 | 1388.8889 | 1200 | 2618.2788 | 0 | 0 | 8.5 | 3236.8 | 2977.856 | 0 | 2977.856 | 2618.2788 | 2000 | Yes
2013-01-08 | 2.6 | 0.26 | 0.219 | 0.008 | 124614.1711 | 32399.6845 | 55017.8363 | 15.2827 | 1300 | 1.3 | 2.6 | 722.2222 | 1200 | 1937.505 | 0 | 0 | 8.5 | 3236.8 | 2977.856 | 0 | 2977.856 | 1937.505 | 2000 | Yes
2013-01-09 | 0.2 | 0.02 | 0.219 | -0.191 | 124614.1711 | 2492.2834 | 4232.1413 | 1.1756 | 100 | 0.1 | 0.2 | 55.5556 | 1200 | 1256.7312 | 0 | 0 | 8.5 | 3236.8 | 2977.856 | 0 | 2977.856 | 1256.7312 | 2000 | Yes
2013-01-10 | 0 | 0 | 0.219 | -0.41 | 124614.1711 | 0 | 0 | 0 | 0 | 0 | 0 | 0 | 1200 | 1200 | 0 | 0 | 8.5 | 3236.8 | 2977.856 | 0 | 2977.856 | 1200 | 2000 | Yes
2013-01-11 | 0 | 0 | 0.219 | -0.629 | 124614.1711 | 0 | 0 | 0 | 0 | 0 | 0 | 0 | 1200 | 1200 | 0 | 0 | 8.5 | 3236.8 | 2977.856 | 0 | 2977.856 | 1200 | 2000 | Yes
2013-01-12 | 0 | 0 | 0.219 | -0.848 | 124614.1711 | 0 | 0 | 0 | 0 | 0 | 0 | 0 | 1200 | 1200 | 0 | 0 | 8.5 | 3236.8 | 2977.856 | 0 | 2977.856 | 1200 | 2000 | Yes
2013-01-13 | 0 | 0 | 0.219 | -1.067 | 124614.1711 | 0 | 0 | 0 | 0 | 0 | 0 | 0 | 1200 | 1200 | 0 | 0 | 8.5 | 3236.8 | 2977.856 | 0 | 2977.856 | 1200 | 2000 | Yes
2013-01-14 | 0 | 0 | 0.219 | -1.286 | 124614.1711 | 0 | 0 | 0 | 0 | 0 | 0 | 0 | 1200 | 1200 | 0 | 0 | 8.5 | 3236.8 | 2977.856 | 0 | 2977.856 | 1200 | 2000 | Yes
2013-01-15 | 1 | 0.1 | 0.219 | -1.405 | 124614.1711 | 12461.4171 | 21160.7063 | 5.878 | 500 | 0.5 | 1 | 277.7778 | 1200 | 1483.6558 | 0 | 0 | 8.5 | 3236.8 | 2977.856 | 0 | 2977.856 | 1483.6558 | 2000 | Yes
2013-01-16 | 1.2 | 0.12 | 0.219 | -1.504 | 124614.1711 | 14953.7005 | 25392.8475 | 7.0536 | 600 | 0.6 | 1.2 | 333.3333 | 1200 | 1540.3869 | 0 | 0 | 8.5 | 3236.8 | 2977.856 | 0 | 2977.856 | 1540.3869 | 2000 | Yes
2013-01-17 | 2.2 | 0.22 | 0.219 | -1.503 | 124614.1711 | 27415.1176 | 46553.5538 | 12.9315 | 1100 | 1.1 | 2.2 | 611.1111 | 1200 | 1824.0427 | 0 | 0 | 8.5 | 3236.8 | 2977.856 | 0 | 2977.856 | 1824.0427 | 2000 | Yes
2013-01-18 | 0 | 0 | 0.219 | -1.722 | 124614.1711 | 0 | 0 | 0 | 0 | 0 | 0 | 0 | 1200 | 1200 | 0 | 0 | 8.5 | 3236.8 | 2977.856 | 0 | 2977.856 | 1200 | 2000 | Yes
2013-01-19 | 0 | 0 | 0.219 | -1.941 | 124614.1711 | 0 | 0 | 0 | 0 | 0 | 0 | 0 | 1200 | 1200 | 0 | 0 | 8.5 | 3236.8 | 2977.856 | 0 | 2977.856 | 1200 | 2000 | Yes
2013-01-20 | 0 | 0 | 0.219 | -2.16 | 124614.1711 | 0 | 0 | 0 | 0 | 0 | 0 | 0 | 1200 | 1200 | 0 | 0 | 8.5 | 3236.8 | 2977.856 | 0 | 2977.856 | 1200 | 2000 | Yes
2013-01-21 | 0 | 0 | 0.219 | -2.379 | 124614.1711 | 0 | 0 | 0 | 0 | 0 | 0 | 0 | 1200 | 1200 | 0 | 0 | 8.5 | 3236.8 | 2977.856 | 0 | 2977.856 | 1200 | 2000 | Yes
2013-01-22 | 0.2 | 0.02 | 0.219 | -2.578 | 124614.1711 | 2492.2834 | 4232.1413 | 1.1756 | 100 | 0.1 | 0.2 | 55.5556 | 1200 | 1256.7312 | 0 | 0 | 8.5 | 3236.8 | 2977.856 | 0 | 2977.856 | 1256.7312 | 2000 | Yes
2013-01-23 | 6.4 | 0.64 | 0.219 | -2.157 | 124614.1711 | 79753.0695 | 135428.5201 | 37.619 | 3200 | 3.2 | 6.4 | 1777.7778 | 1200 | 3015.3968 | 0 | 0 | 8.5 | 3236.8 | 2977.856 | 0 | 2977.856 | 3015.3968 | 1717.7034 | Yes
2013-01-24 | 2.2 | 0.22 | 0.219 | -2.156 | 124614.1711 | 27415.1176 | 46553.5538 | 12.9315 | 1100 | 1.1 | 2.2 | 611.1111 | 1200 | 1824.0427 | 0 | 0 | 8.5 | 3236.8 | 2977.856 | 0 | 2977.856 | 1824.0427 | 2000 | Yes
2013-01-25 | 0.2 | 0.02 | 0.219 | -2.355 | 124614.1711 | 2492.2834 | 4232.1413 | 1.1756 | 100 | 0.1 | 0.2 | 55.5556 | 1200 | 1256.7312 | 0 | 0 | 8.5 | 3236.8 | 2977.856 | 0 | 2977.856 | 1256.7312 | 2000 | Yes
2013-01-26 | 1.6 | 0.16 | 0.219 | -2.414 | 124614.1711 | 19938.2674 | 33857.13 | 9.4048 | 800 | 0.8 | 1.6 | 444.4444 | 1200 | 1653.8492 | 0 | 0 | 8.5 | 3236.8 | 2977.856 | 0 | 2977.856 | 1653.8492 | 2000 | Yes
2013-01-27 | 4.6 | 0.46 | 0.219 | -2.173 | 124614.1711 | 57322.5187 | 97339.2488 | 27.0387 | 2300 | 2.3 | 4.6 | 1277.7778 | 1200 | 2504.8165 | 0 | 0 | 8.5 | 3236.8 | 2977.856 | 0 | 2977.856 | 2504.8165 | 2000 | Yes
2013-01-28 | 10.4 | 1.04 | 0.219 | -1.352 | 124614.1711 | 129598.738 | 220071.3452 | 61.1309 | 5200 | 5.2 | 10.4 | 2888.8889 | 1200 | 4150.0198 | 0 | 0 | 8.5 | 3236.8 | 2977.856 | 0 | 2977.856 | 4150.0198 | 535.8044 | Yes
2013-01-29 | 10.8 | 1.08 | 0.219 | -0.491 | 124614.1711 | 134583.3048 | 228535.6277 | 63.4821 | 5400 | 5.4 | 10.8 | 3000 | 1200 | 4263.4821 | 0 | 0 | 8.5 | 3236.8 | 2977.856 | 0 | 2977.856 | 3258.7644 | 0 | No
2013-01-30 | 6.2 | 0.62 | 0.219 | -0.09 | 124614.1711 | 77260.7861 | 131196.3788 | 36.4434 | 3100 | 3.1 | 6.2 | 1722.2222 | 1200 | 2958.6657 | 0 | 0 | 8.5 | 3236.8 | 2977.856 | 0 | 2977.856 | 2744.3921 | 0 | No
2013-01-31 | 1.4 | 0.14 | 0.219 | -0.169 | 124614.1711 | 17445.984 | 29624.9888 | 8.2292 | 700 | 0.7 | 1.4 | 388.8889 | 1200 | 1597.1181 | 0 | 0 | 8.5 | 3236.8 | 2977.856 | 0 | 2977.856 | 1597.1181 | 1195.0771 | Yes
2013-02-01 | 0 | 0 | 0.219 | -0.388 | 124614.1711 | 0 | 0 | 0 | 0 | 0 | 0 | 0 | 1200 | 1200 | 0 | 0 | 10 | 3808 | 3503.36 | 0 | 3503.36 | 1200 | 2000 | Yes
2013-02-02 | 1 | 0.1 | 0.219 | -0.507 | 124614.1711 | 12461.4171 | 21160.7063 | 5.878 | 500 | 0.5 | 1 | 277.7778 | 1200 | 1483.6558 | 0 | 0 | 10 | 3808 | 3503.36 | 0 | 3503.36 | 1483.6558 | 2000 | Yes
2013-02-03 | 8 | 0.8 | 0.219 | 0.074 | 124614.1711 | 99691.3369 | 169285.6501 | 47.0238 | 4000 | 4 | 8 | 2222.2222 | 1200 | 3469.246 | 0 | 0 | 10 | 3808 | 3503.36 | 0 | 3503.36 | 3469.246 | 1749.4277 | Yes
2013-02-04 | 1.6 | 0.16 | 0.219 | 0.015 | 124614.1711 | 19938.2674 | 33857.13 | 9.4048 | 800 | 0.8 | 1.6 | 444.4444 | 1200 | 1653.8492 | 0 | 0 | 10 | 3808 | 3503.36 | 0 | 3503.36 | 1653.8492 | 2000 | Yes
2013-02-05 | 3.8 | 0.38 | 0.219 | 0.176 | 124614.1711 | 47353.385 | 80410.6838 | 22.3363 | 1900 | 1.9 | 3.8 | 1055.5556 | 1200 | 2277.8919 | 0 | 0 | 10 | 3808 | 3503.36 | 0 | 3503.36 | 2277.8919 | 2000 | Yes
2013-02-06 | 0.2 | 0.02 | 0.219 | -0.023 | 124614.1711 | 2492.2834 | 4232.1413 | 1.1756 | 100 | 0.1 | 0.2 | 55.5556 | 1200 | 1256.7312 | 0 | 0 | 10 | 3808 | 3503.36 | 0 | 3503.36 | 1256.7312 | 2000 | Yes
2013-02-07 | 1.6 | 0.16 | 0.219 | -0.082 | 124614.1711 | 19938.2674 | 33857.13 | 9.4048 | 800 | 0.8 | 1.6 | 444.4444 | 1200 | 1653.8492 | 0 | 0 | 10 | 3808 | 3503.36 | 0 | 3503.36 | 1653.8492 | 2000 | Yes
2013-02-08 | 0.2 | 0.02 | 0.219 | -0.281 | 124614.1711 | 2492.2834 | 4232.1413 | 1.1756 | 100 | 0.1 | 0.2 | 55.5556 | 1200 | 1256.7312 | 0 | 0 | 10 | 3808 | 3503.36 | 0 | 3503.36 | 1256.7312 | 2000 | Yes
2013-02-09 | 0 | 0 | 0.219 | -0.5 | 124614.1711 | 0 | 0 | 0 | 0 | 0 | 0 | 0 | 1200 | 1200 | 0 | 0 | 10 | 3808 | 3503.36 | 0 | 3503.36 | 1200 | 2000 | Yes
2013-02-10 | 1 | 0.1 | 0.219 | -0.619 | 124614.1711 | 12461.4171 | 21160.7063 | 5.878 | 500 | 0.5 | 1 | 277.7778 | 1200 | 1483.6558 | 0 | 0 | 10 | 3808 | 3503.36 | 0 | 3503.36 | 1483.6558 | 2000 | Yes
2013-02-11 | 1.4 | 0.14 | 0.219 | -0.698 | 124614.1711 | 17445.984 | 29624.9888 | 8.2292 | 700 | 0.7 | 1.4 | 388.8889 | 1200 | 1597.1181 | 0 | 0 | 10 | 3808 | 3503.36 | 0 | 3503.36 | 1597.1181 | 2000 | Yes
2013-02-12 | 4.6 | 0.46 | 0.219 | -0.457 | 124614.1711 | 57322.5187 | 97339.2488 | 27.0387 | 2300 | 2.3 | 4.6 | 1277.7778 | 1200 | 2504.8165 | 0 | 0 | 10 | 3808 | 3503.36 | 0 | 3503.36 | 2504.8165 | 2000 | Yes
2013-02-13 | 3 | 0.3 | 0.219 | -0.376 | 124614.1711 | 37384.2513 | 63482.1188 | 17.6339 | 1500 | 1.5 | 3 | 833.3333 | 1200 | 2050.9673 | 0 | 0 | 10 | 3808 | 3503.36 | 0 | 3503.36 | 2050.9673 | 2000 | Yes
2013-02-14 | 5.6 | 0.56 | 0.219 | -0.035 | 124614.1711 | 69783.9358 | 118499.9551 | 32.9167 | 2800 | 2.8 | 5.6 | 1555.5556 | 1200 | 2788.4722 | 0 | 0 | 10 | 3808 | 3503.36 | 0 | 3503.36 | 2788.4722 | 2000 | Yes
2013-02-15 | 2.4 | 0.24 | 0.219 | -0.014 | 124614.1711 | 29907.4011 | 50785.695 | 14.1071 | 1200 | 1.2 | 2.4 | 666.6667 | 1200 | 1880.7738 | 0 | 0 | 10 | 3808 | 3503.36 | 0 | 3503.36 | 1880.7738 | 2000 | Yes
2013-02-16 | 0 | 0 | 0.219 | -0.233 | 124614.1711 | 0 | 0 | 0 | 0 | 0 | 0 | 0 | 1200 | 1200 | 0 | 0 | 10 | 3808 | 3503.36 | 0 | 3503.36 | 1200 | 2000 | Yes
2013-02-17 | 0 | 0 | 0.219 | -0.452 | 124614.1711 | 0 | 0 | 0 | 0 | 0 | 0 | 0 | 1200 | 1200 | 0 | 0 | 10 | 3808 | 3503.36 | 0 | 3503.36 | 1200 | 2000 | Yes
2013-02-18 | 0 | 0 | 0.219 | -0.671 | 124614.1711 | 0 | 0 | 0 | 0 | 0 | 0 | 0 | 1200 | 1200 | 0 | 0 | 10 | 3808 | 3503.36 | 0 | 3503.36 | 1200 | 2000 | Yes
2013-02-19 | 0 | 0 | 0.219 | -0.89 | 124614.1711 | 0 | 0 | 0 | 0 | 0 | 0 | 0 | 1200 | 1200 | 0 | 0 | 10 | 3808 | 3503.36 | 0 | 3503.36 | 1200 | 2000 | Yes
2013-02-20 | 2.2 | 0.22 | 0.219 | -0.889 | 124614.1711 | 27415.1176 | 46553.5538 | 12.9315 | 1100 | 1.1 | 2.2 | 611.1111 | 1200 | 1824.0427 | 0 | 0 | 10 | 3808 | 3503.36 | 0 | 3503.36 | 1824.0427 | 2000 | Yes
2013-02-21 | 9 | 0.9 | 0.219 | -0.208 | 124614.1711 | 112152.754 | 190446.3564 | 52.9018 | 4500 | 4.5 | 9 | 2500 | 1200 | 3752.9018 | 0 | 0 | 10 | 3808 | 3503.36 | 0 | 3503.36 | 3752.9018 | 1453.9529 | Yes
2013-02-22 | 10.6 | 1.06 | 0.219 | 0.633 | 124614.1711 | 132091.0214 | 224303.4864 | 62.3065 | 5300 | 5.3 | 10.6 | 2944.4444 | 1200 | 4206.751 | 0 | 0 | 10 | 3808 | 3503.36 | 0 | 3503.36 | 4206.751 | 435.1463 | Yes
2013-02-23 | 4.6 | 0.46 | 0.219 | 0.874 | 124614.1711 | 57322.5187 | 97339.2488 | 27.0387 | 2300 | 2.3 | 4.6 | 1277.7778 | 1200 | 2504.8165 | 0 | 0 | 10 | 3808 | 3503.36 | 0 | 3503.36 | 2504.8165 | 1189.1881 | Yes
2013-02-24 | 23.6 | 2.36 | 0.219 | 3.015 | 124614.1711 | 294089.4438 | 499392.6679 | 138.7202 | 11800 | 11.8 | 23.6 | 6555.5556 | 1200 | 7894.2757 | 0 | 0 | 10 | 3808 | 3503.36 | 0 | 3503.36 | 4370.3171 | 0 | No
2013-02-25 | 1.6 | 0.16 | 0.219 | 2.956 | 124614.1711 | 19938.2674 | 33857.13 | 9.4048 | 800 | 0.8 | 1.6 | 444.4444 | 1200 | 1653.8492 | 0 | 0 | 10 | 3808 | 3503.36 | 0 | 3503.36 | 1653.8492 | 1640.466 | Yes
2013-02-26 | 2.2 | 0.22 | 0.219 | 2.957 | 124614.1711 | 27415.1176 | 46553.5538 | 12.9315 | 1100 | 1.1 | 2.2 | 611.1111 | 1200 | 1824.0427 | 0 | 0 | 10 | 3808 | 3503.36 | 0 | 3503.36 | 1824.0427 | 2000 | Yes
2013-02-27 | 0.2 | 0.02 | 0.219 | 2.758 | 124614.1711 | 2492.2834 | 4232.1413 | 1.1756 | 100 | 0.1 | 0.2 | 55.5556 | 1200 | 1256.7312 | 0 | 0 | 10 | 3808 | 3503.36 | 0 | 3503.36 | 1256.7312 | 2000 | Yes
2013-02-28 | 8.6 | 0.86 | 0.219 | 3.399 | 124614.1711 | 107168.1872 | 181982.0739 | 50.5506 | 4300 | 4.3 | 8.6 | 2388.8889 | 1200 | 3639.4395 | 0 | 0 | 10 | 3808 | 3503.36 | 0 | 3503.36 | 3639.4395 | 1572.1428 | Yes
2013-03-01 | 20 | 2 | 0.219 | 5.18 | 124614.1711 | 249228.3422 | 423214.1253 | 117.5595 | 10000 | 10 | 20 | 5555.5556 | 1200 | 6873.115 | 0 | 0 | 11.8 | 4493.44 | 4133.9648 | 0 | 4133.9648 | 5319.1191 | 0 | No
2013-03-02 | 4.4 | 0.44 | 0.219 | 5.401 | 124614.1711 | 54830.2353 | 93107.1076 | 25.8631 | 2200 | 2.2 | 4.4 | 1222.2222 | 1200 | 2448.0853 | 0 | 0 | 11.8 | 4493.44 | 4133.9648 | 0 | 4133.9648 | 2448.0853 | 1418.5173 | Yes
2013-03-03 | 0 | 0 | 0.219 | 5.182 | 124614.1711 | 0 | 0 | 0 | 0 | 0 | 0 | 0 | 1200 | 1200 | 0 | 0 | 11.8 | 4493.44 | 4133.9648 | 0 | 4133.9648 | 1200 | 2000 | Yes
2013-03-04 | 0 | 0 | 0.219 | 4.963 | 124614.1711 | 0 | 0 | 0 | 0 | 0 | 0 | 0 | 1200 | 1200 | 0 | 0 | 11.8 | 4493.44 | 4133.9648 | 0 | 4133.9648 | 1200 | 2000 | Yes
2013-03-05 | 0 | 0 | 0.219 | 4.744 | 124614.1711 | 0 | 0 | 0 | 0 | 0 | 0 | 0 | 1200 | 1200 | 0 | 0 | 11.8 | 4493.44 | 4133.9648 | 0 | 4133.9648 | 1200 | 2000 | Yes
2013-03-06 | 0 | 0 | 0.219 | 4.525 | 124614.1711 | 0 | 0 | 0 | 0 | 0 | 0 | 0 | 1200 | 1200 | 0 | 0 | 11.8 | 4493.44 | 4133.9648 | 0 | 4133.9648 | 1200 | 2000 | Yes
2013-03-07 | 0 | 0 | 0.219 | 4.306 | 124614.1711 | 0 | 0 | 0 | 0 | 0 | 0 | 0 | 1200 | 1200 | 0 | 0 | 11.8 | 4493.44 | 4133.9648 | 0 | 4133.9648 | 1200 | 2000 | Yes
2013-03-08 | 0 | 0 | 0.219 | 4.087 | 124614.1711 | 0 | 0 | 0 | 0 | 0 | 0 | 0 | 1200 | 1200 | 0 | 0 | 11.8 | 4493.44 | 4133.9648 | 0 | 4133.9648 | 1200 | 2000 | Yes
2013-03-09 | 0.8 | 0.08 | 0.219 | 3.948 | 124614.1711 | 9969.1337 | 16928.565 | 4.7024 | 400 | 0.4 | 0.8 | 222.2222 | 1200 | 1426.9246 | 0 | 0 | 11.8 | 4493.44 | 4133.9648 | 0 | 4133.9648 | 1426.9246 | 2000 | Yes
2013-03-10 | 0 | 0 | 0.219 | 3.729 | 124614.1711 | 0 | 0 | 0 | 0 | 0 | 0 | 0 | 1200 | 1200 | 0 | 0 | 11.8 | 4493.44 | 4133.9648 | 0 | 4133.9648 | 1200 | 2000 | Yes
2013-03-11 | 4 | 0.4 | 0.219 | 3.91 | 124614.1711 | 49845.6684 | 84642.8251 | 23.5119 | 2000 | 2 | 4 | 1111.1111 | 1200 | 2334.623 | 0 | 0 | 11.8 | 4493.44 | 4133.9648 | 0 | 4133.9648 | 2334.623 | 2000 | Yes
2013-03-12 | 22.8 | 2.28 | 0.219 | 5.971 | 124614.1711 | 284120.3102 | 482464.1028 | 134.0178 | 11400 | 11.4 | 22.8 | 6333.3333 | 1200 | 7667.3511 | 0 | 0 | 11.8 | 4493.44 | 4133.9648 | 0 | 4133.9648 | 5729.862 | 0 | No
2013-03-13 | 25.2 | 2.5 | 0.219 | 8.252 | 124614.1711 | 311535.4278 | 529017.6566 | 146.9493 | 12500 | 12.5 | 25 | 6944.4444 | 1200 | 8291.3938 | 0 | 0 | 11.8 | 4493.44 | 4133.9648 | 0 | 4133.9648 | 3809.862 | 0 | No
2013-03-14 | 5.6 | 0.56 | 0.219 | 8.593 | 124614.1711 | 69783.9358 | 118499.9551 | 32.9167 | 2800 | 2.8 | 5.6 | 1555.5556 | 1200 | 2788.4722 | 0 | 0 | 11.8 | 4493.44 | 4133.9648 | 0 | 4133.9648 | 2788.4722 | 1063.9477 | Yes
2013-03-15 | 1.4 | 0.14 | 0.219 | 8.514 | 124614.1711 | 17445.984 | 29624.9888 | 8.2292 | 700 | 0.7 | 1.4 | 388.8889 | 1200 | 1597.1181 | 0 | 0 | 11.8 | 4493.44 | 4133.9648 | 0 | 4133.9648 | 1597.1181 | 2000 | Yes
2013-03-16 | 0 | 0 | 0.219 | 8.295 | 124614.1711 | 0 | 0 | 0 | 0 | 0 | 0 | 0 | 1200 | 1200 | 0 | 0 | 11.8 | 4493.44 | 4133.9648 | 0 | 4133.9648 | 1200 | 2000 | Yes
2013-03-17 | 1.8 | 0.18 | 0.219 | 8.256 | 124614.1711 | 22430.5508 | 38089.2713 | 10.5804 | 900 | 0.9 | 1.8 | 500 | 1200 | 1710.5804 | 0 | 0 | 11.8 | 4493.44 | 4133.9648 | 0 | 4133.9648 | 1710.5804 | 2000 | Yes
2013-03-18 | 0 | 0 | 0.219 | 8.037 | 124614.1711 | 0 | 0 | 0 | 0 | 0 | 0 | 0 | 1200 | 1200 | 0 | 0 | 11.8 | 4493.44 | 4133.9648 | 0 | 4133.9648 | 1200 | 2000 | Yes
2013-03-19 | 7.6 | 0.76 | 0.219 | 8.578 | 124614.1711 | 94706.7701 | 160821.3676 | 44.6726 | 3800 | 3.8 | 7.6 | 2111.1111 | 1200 | 3355.7837 | 0 | 0 | 11.8 | 4493.44 | 4133.9648 | 0 | 4133.9648 | 3355.7837 | 2000 | Yes
2013-03-20 | 3 | 0.3 | 0.219 | 8.659 | 124614.1711 | 37384.2513 | 63482.1188 | 17.6339 | 1500 | 1.5 | 3 | 833.3333 | 1200 | 2050.9673 | 0 | 0 | 11.8 | 4493.44 | 4133.9648 | 0 | 4133.9648 | 2050.9673 | 2000 | Yes
2013-03-21 | 0 | 0 | 0.219 | 8.44 | 124614.1711 | 0 | 0 | 0 | 0 | 0 | 0 | 0 | 1200 | 1200 | 0 | 0 | 11.8 | 4493.44 | 4133.9648 | 0 | 4133.9648 | 1200 | 2000 | Yes
2013-03-22 | 0 | 0 | 0.219 | 8.221 | 124614.1711 | 0 | 0 | 0 | 0 | 0 | 0 | 0 | 1200 | 1200 | 0 | 0 | 11.8 | 4493.44 | 4133.9648 | 0 | 4133.9648 | 1200 | 2000 | Yes
2013-03-23 | 0 | 0 | 0.219 | 8.002 | 124614.1711 | 0 | 0 | 0 | 0 | 0 | 0 | 0 | 1200 | 1200 | 0 | 0 | 11.8 | 4493.44 | 4133.9648 | 0 | 4133.9648 | 1200 | 2000 | Yes
2013-03-24 | 0 | 0 | 0.219 | 7.783 | 124614.1711 | 0 | 0 | 0 | 0 | 0 | 0 | 0 | 1200 | 1200 | 0 | 0 | 11.8 | 4493.44 | 4133.9648 | 0 | 4133.9648 | 1200 | 2000 | Yes
2013-03-25 | 0.4 | 0.04 | 0.219 | 7.604 | 124614.1711 | 4984.5668 | 8464.2825 | 2.3512 | 200 | 0.2 | 0.4 | 111.1111 | 1200 | 1313.4623 | 0 | 0 | 11.8 | 4493.44 | 4133.9648 | 0 | 4133.9648 | 1313.4623 | 2000 | Yes
2013-03-26 | 0.8 | 0.08 | 0.219 | 7.465 | 124614.1711 | 9969.1337 | 16928.565 | 4.7024 | 400 | 0.4 | 0.8 | 222.2222 | 1200 | 1426.9246 | 0 | 0 | 11.8 | 4493.44 | 4133.9648 | 0 | 4133.9648 | 1426.9246 | 2000 | Yes
2013-03-27 | 0 | 0 | 0.219 | 7.246 | 124614.1711 | 0 | 0 | 0 | 0 | 0 | 0 | 0 | 1200 | 1200 | 0 | 0 | 11.8 | 4493.44 | 4133.9648 | 0 | 4133.9648 | 1200 | 2000 | Yes
2013-03-28 | 0 | 0 | 0.219 | 7.027 | 124614.1711 | 0 | 0 | 0 | 0 | 0 | 0 | 0 | 1200 | 1200 | 0 | 0 | 11.8 | 4493.44 | 4133.9648 | 0 | 4133.9648 | 1200 | 2000 | Yes
2013-03-29 | 0 | 0 | 0.219 | 6.808 | 124614.1711 | 0 | 0 | 0 | 0 | 0 | 0 | 0 | 1200 | 1200 | 0 | 0 | 11.8 | 4493.44 | 4133.9648 | 0 | 4133.9648 | 1200 | 2000 | Yes
2013-03-30 | 0 | 0 | 0.219 | 6.589 | 124614.1711 | 0 | 0 | 0 | 0 | 0 | 0 | 0 | 1200 | 1200 | 0 | 0 | 11.8 | 4493.44 | 4133.9648 | 0 | 4133.9648 | 1200 | 2000 | Yes
2013-03-31 | 0 | 0 | 0.219 | 6.37 | 124614.1711 | 0 | 0 | 0 | 0 | 0 | 0 | 0 | 1200 | 1200 | 0 | 0 | 11.8 | 4493.44 | 4133.9648 | 0 | 4133.9648 | 1200 | 2000 | Yes
2013-04-01 | 0 | 0 | 0.219 | 6.151 | 124614.1711 | 0 | 0 | 0 | 0 | 0 | 0 | 0 | 1200 | 1200 | 0 | 0 | 13.6 | 5178.88 | 4764.5696 | 0 | 4764.5696 | 1200 | 2000 | Yes
2013-04-02 | 0 | 0 | 0.219 | 5.932 | 124614.1711 | 0 | 0 | 0 | 0 | 0 | 0 | 0 | 1200 | 1200 | 0 | 0 | 13.6 | 5178.88 | 4764.5696 | 0 | 4764.5696 | 1200 | 2000 | Yes
2013-04-03 | 0 | 0 | 0.219 | 5.713 | 124614.1711 | 0 | 0 | 0 | 0 | 0 | 0 | 0 | 1200 | 1200 | 0 | 0 | 13.6 | 5178.88 | 4764.5696 | 0 | 4764.5696 | 1200 | 2000 | Yes
2013-04-04 | 9.8 | 0.98 | 0.219 | 6.474 | 124614.1711 | 122121.8877 | 207374.9214 | 57.6041 | 4900 | 4.9 | 9.8 | 2722.2222 | 1200 | 3979.8264 | 0 | 0 | 13.6 | 5178.88 | 4764.5696 | 0 | 4764.5696 | 3979.8264 | 2000 | Yes
2013-04-05 | 2.2 | 0.22 | 0.219 | 6.475 | 124614.1711 | 27415.1176 | 46553.5538 | 12.9315 | 1100 | 1.1 | 2.2 | 611.1111 | 1200 | 1824.0427 | 0 | 0 | 13.6 | 5178.88 | 4764.5696 | 0 | 4764.5696 | 1824.0427 | 2000 | Yes
2013-04-06 | 3.4 | 0.34 | 0.219 | 6.596 | 124614.1711 | 42368.8182 | 71946.4013 | 19.9851 | 1700 | 1.7 | 3.4 | 944.4444 | 1200 | 2164.4296 | 0 | 0 | 13.6 | 5178.88 | 4764.5696 | 0 | 4764.5696 | 2164.4296 | 2000 | Yes
2013-04-07 | 0 | 0 | 0.219 | 6.377 | 124614.1711 | 0 | 0 | 0 | 0 | 0 | 0 | 0 | 1200 | 1200 | 0 | 0 | 13.6 | 5178.88 | 4764.5696 | 0 | 4764.5696 | 1200 | 2000 | Yes
2013-04-08 | 2 | 0.2 | 0.219 | 6.358 | 124614.1711 | 24922.8342 | 42321.4125 | 11.7559 | 1000 | 1 | 2 | 555.5556 | 1200 | 1767.3115 | 0 | 0 | 13.6 | 5178.88 | 4764.5696 | 0 | 4764.5696 | 1767.3115 | 2000 | Yes
2013-04-09 | 0 | 0 | 0.219 | 6.139 | 124614.1711 | 0 | 0 | 0 | 0 | 0 | 0 | 0 | 1200 | 1200 | 0 | 0 | 13.6 | 5178.88 | 4764.5696 | 0 | 4764.5696 | 1200 | 2000 | Yes
2013-04-10 | 1.2 | 0.12 | 0.219 | 6.04 | 124614.1711 | 14953.7005 | 25392.8475 | 7.0536 | 600 | 0.6 | 1.2 | 333.3333 | 1200 | 1540.3869 | 0 | 0 | 13.6 | 5178.88 | 4764.5696 | 0 | 4764.5696 | 1540.3869 | 2000 | Yes
2013-04-11 | 1 | 0.1 | 0.219 | 5.921 | 124614.1711 | 12461.4171 | 21160.7063 | 5.878 | 500 | 0.5 | 1 | 277.7778 | 1200 | 1483.6558 | 0 | 0 | 13.6 | 5178.88 | 4764.5696 | 0 | 4764.5696 | 1483.6558 | 2000 | Yes
2013-04-12 | 8.4 | 0.84 | 0.219 | 6.542 | 124614.1711 | 104675.9037 | 177749.9326 | 49.375 | 4200 | 4.2 | 8.4 | 2333.3333 | 1200 | 3582.7083 | 0 | 0 | 13.6 | 5178.88 | 4764.5696 | 0 | 4764.5696 | 3582.7083 | 2000 | Yes
2013-04-13 | 0 | 0 | 0.219 | 6.323 | 124614.1711 | 0 | 0 | 0 | 0 | 0 | 0 | 0 | 1200 | 1200 | 0 | 0 | 13.6 | 5178.88 | 4764.5696 | 0 | 4764.5696 | 1200 | 2000 | Yes
2013-04-14 | 0 | 0 | 0.219 | 6.104 | 124614.1711 | 0 | 0 | 0 | 0 | 0 | 0 | 0 | 1200 | 1200 | 0 | 0 | 13.6 | 5178.88 | 4764.5696 | 0 | 4764.5696 | 1200 | 2000 | Yes
2013-04-15 | 0 | 0 | 0.219 | 5.885 | 124614.1711 | 0 | 0 | 0 | 0 | 0 | 0 | 0 | 1200 | 1200 | 0 | 0 | 13.6 | 5178.88 | 4764.5696 | 0 | 4764.5696 | 1200 | 2000 | Yes
2013-04-16 | 0 | 0 | 0.219 | 5.666 | 124614.1711 | 0 | 0 | 0 | 0 | 0 | 0 | 0 | 1200 | 1200 | 0 | 0 | 13.6 | 5178.88 | 4764.5696 | 0 | 4764.5696 | 1200 | 2000 | Yes
2013-04-17 | 0 | 0 | 0.219 | 5.447 | 124614.1711 | 0 | 0 | 0 | 0 | 0 | 0 | 0 | 1200 | 1200 | 0 | 0 | 13.6 | 5178.88 | 4764.5696 | 0 | 4764.5696 | 1200 | 2000 | Yes
2013-04-18 | 8.2 | 0.82 | 0.219 | 6.048 | 124614.1711 | 102183.6203 | 173517.7914 | 48.1994 | 4100 | 4.1 | 8.2 | 2277.7778 | 1200 | 3525.9772 | 0 | 0 | 13.6 | 5178.88 | 4764.5696 | 0 | 4764.5696 | 3525.9772 | 2000 | Yes
2013-04-19 | 0.8 | 0.08 | 0.219 | 5.909 | 124614.1711 | 9969.1337 | 16928.565 | 4.7024 | 400 | 0.4 | 0.8 | 222.2222 | 1200 | 1426.9246 | 0 | 0 | 13.6 | 5178.88 | 4764.5696 | 0 | 4764.5696 | 1426.9246 | 2000 | Yes
2013-04-20 | 0 | 0 | 0.219 | 5.69 | 124614.1711 | 0 | 0 | 0 | 0 | 0 | 0 | 0 | 1200 | 1200 | 0 | 0 | 13.6 | 5178.88 | 4764.5696 | 0 | 4764.5696 | 1200 | 2000 | Yes
2013-04-21 | 0 | 0 | 0.219 | 5.471 | 124614.1711 | 0 | 0 | 0 | 0 | 0 | 0 | 0 | 1200 | 1200 | 0 | 0 | 13.6 | 5178.88 | 4764.5696 | 0 | 4764.5696 | 1200 | 2000 | Yes
2013-04-22 | 0 | 0 | 0.219 | 5.252 | 124614.1711 | 0 | 0 | 0 | 0 | 0 | 0 | 0 | 1200 | 1200 | 0 | 0 | 13.6 | 5178.88 | 4764.5696 | 0 | 4764.5696 | 1200 | 2000 | Yes
2013-04-23 | 0 | 0 | 0.219 | 5.033 | 124614.1711 | 0 | 0 | 0 | 0 | 0 | 0 | 0 | 1200 | 1200 | 0 | 0 | 13.6 | 5178.88 | 4764.5696 | 0 | 4764.5696 | 1200 | 2000 | Yes
2013-04-24 | 0.6 | 0.06 | 0.219 | 4.874 | 124614.1711 | 7476.8503 | 12696.4238 | 3.5268 | 300 | 0.3 | 0.6 | 166.6667 | 1200 | 1370.1935 | 0 | 0 | 13.6 | 5178.88 | 4764.5696 | 0 | 4764.5696 | 1370.1935 | 2000 | Yes
2013-04-25 | 1.2 | 0.12 | 0.219 | 4.775 | 124614.1711 | 14953.7005 | 25392.8475 | 7.0536 | 600 | 0.6 | 1.2 | 333.3333 | 1200 | 1540.3869 | 0 | 0 | 13.6 | 5178.88 | 4764.5696 | 0 | 4764.5696 | 1540.3869 | 2000 | Yes
2013-04-26 | 18.6 | 1.86 | 0.219 | 6.416 | 124614.1711 | 231782.3583 | 393589.1365 | 109.3303 | 9300 | 9.3 | 18.6 | 5166.6667 | 1200 | 6475.997 | 0 | 0 | 13.6 | 5178.88 | 4764.5696 | 0 | 4764.5696 | 6311.0273 | 0 | No
2013-04-27 | 2.8 | 0.28 | 0.219 | 6.477 | 124614.1711 | 34891.9679 | 59249.9775 | 16.4583 | 1400 | 1.4 | 2.8 | 777.7778 | 1200 | 1994.2361 | 0 | 0 | 13.6 | 5178.88 | 4764.5696 | 0 | 4764.5696 | 1994.2361 | 2000 | Yes
2013-04-28 | 7 | 0.7 | 0.219 | 6.958 | 124614.1711 | 87229.9198 | 148124.9439 | 41.1458 | 3500 | 3.5 | 7 | 1944.4444 | 1200 | 3185.5903 | 0 | 0 | 13.6 | 5178.88 | 4764.5696 | 0 | 4764.5696 | 3185.5903 | 2000 | Yes
2013-04-29 | 0 | 0 | 0.219 | 6.739 | 124614.1711 | 0 | 0 | 0 | 0 | 0 | 0 | 0 | 1200 | 1200 | 0 | 0 | 13.6 | 5178.88 | 4764.5696 | 0 | 4764.5696 | 1200 | 2000 | Yes
2013-04-30 | 0.2 | 0.02 | 0.219 | 6.54 | 124614.1711 | 2492.2834 | 4232.1413 | 1.1756 | 100 | 0.1 | 0.2 | 55.5556 | 1200 | 1256.7312 | 0 | 0 | 13.6 | 5178.88 | 4764.5696 | 0 | 4764.5696 | 1256.7312 | 2000 | Yes
2013-05-01 | 0.2 | 0.02 | 0.219 | 6.341 | 124614.1711 | 2492.2834 | 4232.1413 | 1.1756 | 100 | 0.1 | 0.2 | 55.5556 | 1200 | 1256.7312 | 0 | 0 | 15.3 | 5826.24 | 5360.1408 | 0 | 5360.1408 | 1256.7312 | 2000 | Yes
2013-05-02 | 1 | 0.1 | 0.219 | 6.222 | 124614.1711 | 12461.4171 | 21160.7063 | 5.878 | 500 | 0.5 | 1 | 277.7778 | 1200 | 1483.6558 | 0 | 0 | 15.3 | 5826.24 | 5360.1408 | 0 | 5360.1408 | 1483.6558 | 2000 | Yes
2013-05-03 | 0 | 0 | 0.219 | 6.003 | 124614.1711 | 0 | 0 | 0 | 0 | 0 | 0 | 0 | 1200 | 1200 | 0 | 0 | 15.3 | 5826.24 | 5360.1408 | 0 | 5360.1408 | 1200 | 2000 | Yes
2013-05-04 | 0 | 0 | 0.219 | 5.784 | 124614.1711 | 0 | 0 | 0 | 0 | 0 | 0 | 0 | 1200 | 1200 | 0 | 0 | 15.3 | 5826.24 | 5360.1408 | 0 | 5360.1408 | 1200 | 2000 | Yes
2013-05-05 | 0 | 0 | 0.219 | 5.565 | 124614.1711 | 0 | 0 | 0 | 0 | 0 | 0 | 0 | 1200 | 1200 | 0 | 0 | 15.3 | 5826.24 | 5360.1408 | 0 | 5360.1408 | 1200 | 2000 | Yes
2013-05-06 | 0 | 0 | 0.219 | 5.346 | 124614.1711 | 0 | 0 | 0 | 0 | 0 | 0 | 0 | 1200 | 1200 | 0 | 0 | 15.3 | 5826.24 | 5360.1408 | 0 | 5360.1408 | 1200 | 2000 | Yes
2013-05-07 | 0 | 0 | 0.219 | 5.127 | 124614.1711 | 0 | 0 | 0 | 0 | 0 | 0 | 0 | 1200 | 1200 | 0 | 0 | 15.3 | 5826.24 | 5360.1408 | 0 | 5360.1408 | 1200 | 2000 | Yes
2013-05-08 | 0 | 0 | 0.219 | 4.908 | 124614.1711 | 0 | 0 | 0 | 0 | 0 | 0 | 0 | 1200 | 1200 | 0 | 0 | 15.3 | 5826.24 | 5360.1408 | 0 | 5360.1408 | 1200 | 2000 | Yes
2013-05-09 | 0 | 0 | 0.219 | 4.689 | 124614.1711 | 0 | 0 | 0 | 0 | 0 | 0 | 0 | 1200 | 1200 | 0 | 0 | 15.3 | 5826.24 | 5360.1408 | 0 | 5360.1408 | 1200 | 2000 | Yes
2013-05-10 | 0 | 0 | 0.219 | 4.47 | 124614.1711 | 0 | 0 | 0 | 0 | 0 | 0 | 0 | 1200 | 1200 | 0 | 0 | 15.3 | 5826.24 | 5360.1408 | 0 | 5360.1408 | 1200 | 2000 | Yes
2013-05-11 | 21.8 | 2.18 | 0.219 | 6.431 | 124614.1711 | 271658.893 | 461303.3966 | 128.1398 | 10900 | 10.9 | 21.8 | 6055.5556 | 1200 | 7383.6954 | 0 | 0 | 15.3 | 5826.24 | 5360.1408 | 0 | 5360.1408 | 6859.9058 | 0 | No
2013-05-12 | 9.1 | 0.91 | 0.219 | 7.122 | 124614.1711 | 113398.8957 | 192562.427 | 53.4896 | 4550 | 4.55 | 9.1 | 2527.7778 | 1200 | 3781.2673 | 0 | 0 | 15.3 | 5826.24 | 5360.1408 | 0 | 5360.1408 | 3781.2673 | 1206.915 | Yes
2013-05-13 | 1 | 0.1 | 0.219 | 7.003 | 124614.1711 | 12461.4171 | 21160.7063 | 5.878 | 500 | 0.5 | 1 | 277.7778 | 1200 | 1483.6558 | 0 | 0 | 15.3 | 5826.24 | 5360.1408 | 0 | 5360.1408 | 1483.6558 | 2000 | Yes
2013-05-14 | 2.6 | 0.26 | 0.219 | 7.044 | 124614.1711 | 32399.6845 | 55017.8363 | 15.2827 | 1300 | 1.3 | 2.6 | 722.2222 | 1200 | 1937.505 | 0 | 0 | 15.3 | 5826.24 | 5360.1408 | 0 | 5360.1408 | 1937.505 | 2000 | Yes
2013-05-15 | 1.2 | 0.12 | 0.219 | 6.945 | 124614.1711 | 14953.7005 | 25392.8475 | 7.0536 | 600 | 0.6 | 1.2 | 333.3333 | 1200 | 1540.3869 | 0 | 0 | 15.3 | 5826.24 | 5360.1408 | 0 | 5360.1408 | 1540.3869 | 2000 | Yes
2013-05-16 | 0 | 0 | 0.219 | 6.726 | 124614.1711 | 0 | 0 | 0 | 0 | 0 | 0 | 0 | 1200 | 1200 | 0 | 0 | 15.3 | 5826.24 | 5360.1408 | 0 | 5360.1408 | 1200 | 2000 | Yes
2013-05-17 | 0.4 | 0.04 | 0.219 | 6.547 | 124614.1711 | 4984.5668 | 8464.2825 | 2.3512 | 200 | 0.2 | 0.4 | 111.1111 | 1200 | 1313.4623 | 0 | 0 | 15.3 | 5826.24 | 5360.1408 | 0 | 5360.1408 | 1313.4623 | 2000 | Yes
2013-05-18 | 1.6 | 0.16 | 0.219 | 6.488 | 124614.1711 | 19938.2674 | 33857.13 | 9.4048 | 800 | 0.8 | 1.6 | 444.4444 | 1200 | 1653.8492 | 0 | 0 | 15.3 | 5826.24 | 5360.1408 | 0 | 5360.1408 | 1653.8492 | 2000 | Yes
2013-05-19 | 0 | 0 | 0.219 | 6.269 | 124614.1711 | 0 | 0 | 0 | 0 | 0 | 0 | 0 | 1200 | 1200 | 0 | 0 | 15.3 | 5826.24 | 5360.1408 | 0 | 5360.1408 | 1200 | 2000 | Yes
2013-05-20 | 2.8 | 0.28 | 0.219 | 6.33 | 124614.1711 | 34891.9679 | 59249.9775 | 16.4583 | 1400 | 1.4 | 2.8 | 777.7778 | 1200 | 1994.2361 | 0 | 0 | 15.3 | 5826.24 | 5360.1408 | 0 | 5360.1408 | 1994.2361 | 2000 | Yes
2013-05-21 | 3.6 | 0.36 | 0.219 | 6.471 | 124614.1711 | 44861.1016 | 76178.5426 | 21.1607 | 1800 | 1.8 | 3.6 | 1000 | 1200 | 2221.1607 | 0 | 0 | 15.3 | 5826.24 | 5360.1408 | 0 | 5360.1408 | 2221.1607 | 2000 | Yes
2013-05-22 | 0.4 | 0.04 | 0.219 | 6.292 | 124614.1711 | 4984.5668 | 8464.2825 | 2.3512 | 200 | 0.2 | 0.4 | 111.1111 | 1200 | 1313.4623 | 0 | 0 | 15.3 | 5826.24 | 5360.1408 | 0 | 5360.1408 | 1313.4623 | 2000 | Yes
2013-05-23 | 9.4 | 0.94 | 0.219 | 7.013 | 124614.1711 | 117137.3209 | 198910.6389 | 55.253 | 4700 | 4.7 | 9.4 | 2611.1111 | 1200 | 3866.3641 | 0 | 0 | 15.3 | 5826.24 | 5360.1408 | 0 | 5360.1408 | 3866.3641 | 2000 | Yes
2013-05-24 | 1.4 | 0.14 | 0.219 | 6.934 | 124614.1711 | 17445.984 | 29624.9888 | 8.2292 | 700 | 0.7 | 1.4 | 388.8889 | 1200 | 1597.1181 | 0 | 0 | 15.3 | 5826.24 | 5360.1408 | 0 | 5360.1408 | 1597.1181 | 2000 | Yes
2013-05-25 | 1.2 | 0.12 | 0.219 | 6.835 | 124614.1711 | 14953.7005 | 25392.8475 | 7.0536 | 600 | 0.6 | 1.2 | 333.3333 | 1200 | 1540.3869 | 0 | 0 | 15.3 | 5826.24 | 5360.1408 | 0 | 5360.1408 | 1540.3869 | 2000 | Yes
2013-05-26 | 2.2 | 0.22 | 0.219 | 6.836 | 124614.1711 | 27415.1176 | 46553.5538 | 12.9315 | 1100 | 1.1 | 2.2 | 611.1111 | 1200 | 1824.0427 | 0 | 0 | 15.3 | 5826.24 | 5360.1408 | 0 | 5360.1408 | 1824.0427 | 2000 | Yes
2013-05-27 | 0.8 | 0.08 | 0.219 | 6.697 | 124614.1711 | 9969.1337 | 16928.565 | 4.7024 | 400 | 0.4 | 0.8 | 222.2222 | 1200 | 1426.9246 | 0 | 0 | 15.3 | 5826.24 | 5360.1408 | 0 | 5360.1408 | 1426.9246 | 2000 | Yes
2013-05-28 | 0.4 | 0.04 | 0.219 | 6.518 | 124614.1711 | 4984.5668 | 8464.2825 | 2.3512 | 200 | 0.2 | 0.4 | 111.1111 | 1200 | 1313.4623 | 0 | 0 | 15.3 | 5826.24 | 5360.1408 | 0 | 5360.1408 | 1313.4623 | 2000 | Yes
2013-05-29 | 2.4 | 0.24 | 0.219 | 6.539 | 124614.1711 | 29907.4011 | 50785.695 | 14.1071 | 1200 | 1.2 | 2.4 | 666.6667 | 1200 | 1880.7738 | 0 | 0 | 15.3 | 5826.24 | 5360.1408 | 0 | 5360.1408 | 1880.7738 | 2000 | Yes
2013-05-30 | 3.6 | 0.36 | 0.219 | 6.68 | 124614.1711 | 44861.1016 | 76178.5426 | 21.1607 | 1800 | 1.8 | 3.6 | 1000 | 1200 | 2221.1607 | 0 | 0 | 15.3 | 5826.24 | 5360.1408 | 0 | 5360.1408 | 2221.1607 | 2000 | Yes
2013-05-31 | 0.2 | 0.02 | 0.219 | 6.481 | 124614.1711 | 2492.2834 | 4232.1413 | 1.1756 | 100 | 0.1 | 0.2 | 55.5556 | 1200 | 1256.7312 | 0 | 0 | 16 | 6092.8 | 5605.376 | 0 | 5605.376 | 1256.7312 | 2000 | Yes
2013-06-01 | 0.6 | 0.06 | 0.219 | 6.322 | 124614.1711 | 7476.8503 | 12696.4238 | 3.5268 | 300 | 0.3 | 0.6 | 166.6667 | 1200 | 1370.1935 | 0 | 0 | 16 | 6092.8 | 5605.376 | 0 | 5605.376 | 1370.1935 | 2000 | Yes
2013-06-02 | 0 | 0 | 0.219 | 6.103 | 124614.1711 | 0 | 0 | 0 | 0 | 0 | 0 | 0 | 1200 | 1200 | 0 | 0 | 16 | 6092.8 | 5605.376 | 0 | 5605.376 | 1200 | 2000 | Yes
2013-06-03 | 0 | 0 | 0.219 | 5.884 | 124614.1711 | 0 | 0 | 0 | 0 | 0 | 0 | 0 | 1200 | 1200 | 0 | 0 | 16 | 6092.8 | 5605.376 | 0 | 5605.376 | 1200 | 2000 | Yes
2013-06-04 | 0.4 | 0.04 | 0.219 | 5.705 | 124614.1711 | 4984.5668 | 8464.2825 | 2.3512 | 200 | 0.2 | 0.4 | 111.1111 | 1200 | 1313.4623 | 0 | 0 | 16 | 6092.8 | 5605.376 | 0 | 5605.376 | 1313.4623 | 2000 | Yes
2013-06-05 | 0 | 0 | 0.219 | 5.486 | 124614.1711 | 0 | 0 | 0 | 0 | 0 | 0 | 0 | 1200 | 1200 | 0 | 0 | 16 | 6092.8 | 5605.376 | 0 | 5605.376 | 1200 | 2000 | Yes
2013-06-06 | 11.4 | 1.14 | 0.219 | 6.407 | 124614.1711 | 142060.1551 | 241232.0514 | 67.0089 | 5700 | 5.7 | 11.4 | 3166.6667 | 1200 | 4433.6756 | 0 | 0 | 16 | 6092.8 | 5605.376 | 0 | 5605.376 | 4433.6756 | 2000 | Yes
2013-06-07 | 1.6 | 0.16 | 0.219 | 6.348 | 124614.1711 | 19938.2674 | 33857.13 | 9.4048 | 800 | 0.8 | 1.6 | 444.4444 | 1200 | 1653.8492 | 0 | 0 | 16 | 6092.8 | 5605.376 | 0 | 5605.376 | 1653.8492 | 2000 | Yes
2013-06-08 | 2.8 | 0.28 | 0.219 | 6.409 | 124614.1711 | 34891.9679 | 59249.9775 | 16.4583 | 1400 | 1.4 | 2.8 | 777.7778 | 1200 | 1994.2361 | 0 | 0 | 16 | 6092.8 | 5605.376 | 0 | 5605.376 | 1994.2361 | 2000 | Yes
2013-06-09 | 0.6 | 0.06 | 0.219 | 6.25 | 124614.1711 | 7476.8503 | 12696.4238 | 3.5268 | 300 | 0.3 | 0.6 | 166.6667 | 1200 | 1370.1935 | 0 | 0 | 16 | 6092.8 | 5605.376 | 0 | 5605.376 | 1370.1935 | 2000 | Yes
2013-06-10 | 1.2 | 0.12 | 0.219 | 6.151 | 124614.1711 | 14953.7005 | 25392.8475 | 7.0536 | 600 | 0.6 | 1.2 | 333.3333 | 1200 | 1540.3869 | 0 | 0 | 16 | 6092.8 | 5605.376 | 0 | 5605.376 | 1540.3869 | 2000 | Yes
2013-06-11 | 19.6 | 1.96 | 0.219 | 7.892 | 124614.1711 | 244243.7754 | 414749.8428 | 115.2083 | 9800 | 9.8 | 19.6 | 5444.4444 | 1200 | 6759.6527 | 0 | 0 | 16 | 6092.8 | 5605.376 | 0 | 5605.376 | 6759.6527 | 339.856 | Yes
2013-06-12 | 7.4 | 0.74 | 0.219 | 8.413 | 124614.1711 | 92214.4866 | 156589.2264 | 43.497 | 3700 | 3.7 | 7.4 | 2055.5556 | 1200 | 3299.0526 | 0 | 0 | 16 | 6092.8 | 5605.376 | 0 | 5605.376 | 3299.0526 | 2000 | Yes
2013-06-13 | 0.2 | 0.02 | 0.219 | 8.214 | 124614.1711 | 2492.2834 | 4232.1413 | 1.1756 | 100 | 0.1 | 0.2 | 55.5556 | 1200 | 1256.7312 | 0 | 0 | 16 | 6092.8 | 5605.376 | 0 | 5605.376 | 1256.7312 | 2000 | Yes
2013-06-14 | 0 | 0 | 0.219 | 7.995 | 124614.1711 | 0 | 0 | 0 | 0 | 0 | 0 | 0 | 1200 | 1200 | 0 | 0 | 16 | 6092.8 | 5605.376 | 0 | 5605.376 | 1200 | 2000 | Yes
2013-06-15 | 1.2 | 0.12 | 0.219 | 7.896 | 124614.1711 | 14953.7005 | 25392.8475 | 7.0536 | 600 | 0.6 | 1.2 | 333.3333 | 1200 | 1540.3869 | 0 | 0 | 16 | 6092.8 | 5605.376 | 0 | 5605.376 | 1540.3869 | 2000 | Yes
2013-06-16 | 0.4 | 0.04 | 0.219 | 7.717 | 124614.1711 | 4984.5668 | 8464.2825 | 2.3512 | 200 | 0.2 | 0.4 | 111.1111 | 1200 | 1313.4623 | 0 | 0 | 16 | 6092.8 | 5605.376 | 0 | 5605.376 | 1313.4623 | 2000 | Yes
2013-06-17 | 2.4 | 0.24 | 0.219 | 7.738 | 124614.1711 | 29907.4011 | 50785.695 | 14.1071 | 1200 | 1.2 | 2.4 | 666.6667 | 1200 | 1880.7738 | 0 | 0 | 16 | 6092.8 | 5605.376 | 0 | 5605.376 | 1880.7738 | 2000 | Yes
2013-06-18 | 1.8 | 0.18 | 0.219 | 7.699 | 124614.1711 | 22430.5508 | 38089.2713 | 10.5804 | 900 | 0.9 | 1.8 | 500 | 1200 | 1710.5804 | 0 | 0 | 16 | 6092.8 | 5605.376 | 0 | 5605.376 | 1710.5804 | 2000 | Yes
2013-06-19 | 6.8 | 0.68 | 0.219 | 8.16 | 124614.1711 | 84737.6364 | 143892.8026 | 39.9702 | 3400 | 3.4 | 6.8 | 1888.8889 | 1200 | 3128.8591 | 0 | 0 | 16 | 6092.8 | 5605.376 | 0 | 5605.376 | 3128.8591 | 2000 | Yes
2013-06-20 | 5.4 | 0.54 | 0.219 | 8.481 | 124614.1711 | 67291.6524 | 114267.8138 | 31.7411 | 2700 | 2.7 | 5.4 | 1500 | 1200 | 2731.7411 | 0 | 0 | 16 | 6092.8 | 5605.376 | 0 | 5605.376 | 2731.7411 | 2000 | Yes
2013-06-21 | 0 | 0 | 0.219 | 8.262 | 124614.1711 | 0 | 0 | 0 | 0 | 0 | 0 | 0 | 1200 | 1200 | 0 | 0 | 16 | 6092.8 | 5605.376 | 0 | 5605.376 | 1200 | 2000 | Yes
2013-06-22 | 0 | 0 | 0.219 | 8.043 | 124614.1711 | 0 | 0 | 0 | 0 | 0 | 0 | 0 | 1200 | 1200 | 0 | 0 | 16 | 6092.8 | 5605.376 | 0 | 5605.376 | 1200 | 2000 | Yes
2013-06-23 | 0.8 | 0.08 | 0.219 | 7.904 | 124614.1711 | 9969.1337 | 16928.565 | 4.7024 | 400 | 0.4 | 0.8 | 222.2222 | 1200 | 1426.9246 | 0 | 0 | 16 | 6092.8 | 5605.376 | 0 | 5605.376 | 1426.9246 | 2000 | Yes
2013-06-24 | 7 | 0.7 | 0.219 | 8.385 | 124614.1711 | 87229.9198 | 148124.9439 | 41.1458 | 3500 | 3.5 | 7 | 1944.4444 | 1200 | 3185.5903 | 0 | 0 | 16 | 6092.8 | 5605.376 | 0 | 5605.376 | 3185.5903 | 2000 | Yes
2013-06-25 | 0 | 0 | 0.219 | 8.166 | 124614.1711 | 0 | 0 | 0 | 0 | 0 | 0 | 0 | 1200 | 1200 | 0 | 0 | 16 | 6092.8 | 5605.376 | 0 | 5605.376 | 1200 | 2000 | Yes
2013-06-26 | 1.4 | 0.14 | 0.219 | 8.087 | 124614.1711 | 17445.984 | 29624.9888 | 8.2292 | 700 | 0.7 | 1.4 | 388.8889 | 1200 | 1597.1181 | 0 | 0 | 16 | 6092.8 | 5605.376 | 0 | 5605.376 | 1597.1181 | 2000 | Yes
2013-06-27 | 2 | 0.2 | 0.219 | 8.068 | 124614.1711 | 24922.8342 | 42321.4125 | 11.7559 | 1000 | 1 | 2 | 555.5556 | 1200 | 1767.3115 | 0 | 0 | 16 | 6092.8 | 5605.376 | 0 | 5605.376 | 1767.3115 | 2000 | Yes
2013-06-28 | 3.4 | 0.34 | 0.219 | 8.189 | 124614.1711 | 42368.8182 | 71946.4013 | 19.9851 | 1700 | 1.7 | 3.4 | 944.4444 | 1200 | 2164.4296 | 0 | 0 | 16 | 6092.8 | 5605.376 | 0 | 5605.376 | 2164.4296 | 2000 | Yes
2013-06-29 | 0 | 0 | 0.219 | 7.97 | 124614.1711 | 0 | 0 | 0 | 0 | 0 | 0 | 0 | 1200 | 1200 | 0 | 0 | 16 | 6092.8 | 5605.376 | 0 | 5605.376 | 1200 | 2000 | Yes
2013-06-30 | 0 | 0 | 0.219 | 7.751 | 124614.1711 | 0 | 0 | 0 | 0 | 0 | 0 | 0 | 1200 | 1200 | 0 | 0 | 16 | 6092.8 | 5605.376 | 0 | 5605.376 | 1200 | 2000 | Yes
2013-07-01 | 1.6 | 0.16 | 0.219 | 7.692 | 124614.1711 | 19938.2674 | 33857.13 | 9.4048 | 800 | 0.8 | 1.6 | 444.4444 | 1200 | 1653.8492 | 0 | 0 | 15.75 | 5997.6 | 5517.792 | 0 | 5517.792 | 1653.8492 | 2000 | Yes
2013-07-02 | 0.2 | 0.02 | 0.219 | 7.493 | 124614.1711 | 2492.2834 | 4232.1413 | 1.1756 | 100 | 0.1 | 0.2 | 55.5556 | 1200 | 1256.7312 | 0 | 0 | 15.75 | 5997.6 | 5517.792 | 0 | 5517.792 | 1256.7312 | 2000 | Yes
2013-07-03 | 0 | 0 | 0.219 | 7.274 | 124614.1711 | 0 | 0 | 0 | 0 | 0 | 0 | 0 | 1200 | 1200 | 0 | 0 | 15.75 | 5997.6 | 5517.792 | 0 | 5517.792 | 1200 | 2000 | Yes
2013-07-04 | 0 | 0 | 0.219 | 7.055 | 124614.1711 | 0 | 0 | 0 | 0 | 0 | 0 | 0 | 1200 | 1200 | 0 | 0 | 15.75 | 5997.6 | 5517.792 | 0 | 5517.792 | 1200 | 2000 | Yes
2013-07-05 | 0 | 0 | 0.219 | 6.836 | 124614.1711 | 0 | 0 | 0 | 0 | 0 | 0 | 0 | 1200 | 1200 | 0 | 0 | 15.75 | 5997.6 | 5517.792 | 0 | 5517.792 | 1200 | 2000 | Yes
2013-07-06 | 0 | 0 | 0.219 | 6.617 | 124614.1711 | 0 | 0 | 0 | 0 | 0 | 0 | 0 | 1200 | 1200 | 0 | 0 | 15.75 | 5997.6 | 5517.792 | 0 | 5517.792 | 1200 | 2000 | Yes
2013-07-07 | 0 | 0 | 0.219 | 6.398 | 124614.1711 | 0 | 0 | 0 | 0 | 0 | 0 | 0 | 1200 | 1200 | 0 | 0 | 15.75 | 5997.6 | 5517.792 | 0 | 5517.792 | 1200 | 2000 | Yes
2013-07-08 | 0.6 | 0.06 | 0.219 | 6.239 | 124614.1711 | 7476.8503 | 12696.4238 | 3.5268 | 300 | 0.3 | 0.6 | 166.6667 | 1200 | 1370.1935 | 0 | 0 | 15.75 | 5997.6 | 5517.792 | 0 | 5517.792 | 1370.1935 | 2000 | Yes
2013-07-09 | 0.2 | 0.02 | 0.219 | 6.04 | 124614.1711 | 2492.2834 | 4232.1413 | 1.1756 | 100 | 0.1 | 0.2 | 55.5556 | 1200 | 1256.7312 | 0 | 0 | 15.75 | 5997.6 | 5517.792 | 0 | 5517.792 | 1256.7312 | 2000 | Yes
2013-07-10 | 3.4 | 0.34 | 0.219 | 6.161 | 124614.1711 | 42368.8182 | 71946.4013 | 19.9851 | 1700 | 1.7 | 3.4 | 944.4444 | 1200 | 2164.4296 | 0 | 0 | 15.75 | 5997.6 | 5517.792 | 0 | 5517.792 | 2164.4296 | 2000 | Yes
2013-07-11 | 2.8 | 0.28 | 0.219 | 6.222 | 124614.1711 | 34891.9679 | 59249.9775 | 16.4583 | 1400 | 1.4 | 2.8 | 777.7778 | 1200 | 1994.2361 | 0 | 0 | 15.75 | 5997.6 | 5517.792 | 0 | 5517.792 | 1994.2361 | 2000 | Yes
2013-07-12 | 0.2 | 0.02 | 0.219 | 6.023 | 124614.1711 | 2492.2834 | 4232.1413 | 1.1756 | 100 | 0.1 | 0.2 | 55.5556 | 1200 | 1256.7312 | 0 | 0 | 15.75 | 5997.6 | 5517.792 | 0 | 5517.792 | 1256.7312 | 2000 | Yes
2013-07-13 | 2.2 | 0.22 | 0.219 | 6.024 | 124614.1711 | 27415.1176 | 46553.5538 | 12.9315 | 1100 | 1.1 | 2.2 | 611.1111 | 1200 | 1824.0427 | 0 | 0 | 15.75 | 5997.6 | 5517.792 | 0 | 5517.792 | 1824.0427 | 2000 | Yes
2013-07-14 | 1.4 | 0.14 | 0.219 | 5.945 | 124614.1711 | 17445.984 | 29624.9888 | 8.2292 | 700 | 0.7 | 1.4 | 388.8889 | 1200 | 1597.1181 | 0 | 0 | 15.75 | 5997.6 | 5517.792 | 0 | 5517.792 | 1597.1181 | 2000 | Yes
2013-07-15 | 0 | 0 | 0.219 | 5.726 | 124614.1711 | 0 | 0 | 0 | 0 | 0 | 0 | 0 | 1200 | 1200 | 0 | 0 | 15.75 | 5997.6 | 5517.792 | 0 | 5517.792 | 1200 | 2000 | Yes
2013-07-16 | 0 | 0 | 0.219 | 5.507 | 124614.1711 | 0 | 0 | 0 | 0 | 0 | 0 | 0 | 1200 | 1200 | 0 | 0 | 15.75 | 5997.6 | 5517.792 | 0 | 5517.792 | 1200 | 2000 | Yes
2013-07-17 | 0 | 0 | 0.219 | 5.288 | 124614.1711 | 0 | 0 | 0 | 0 | 0 | 0 | 0 | 1200 | 1200 | 0 | 0 | 15.75 | 5997.6 | 5517.792 | 0 | 5517.792 | 1200 | 2000 | Yes
2013-07-18 | 0 | 0 | 0.219 | 5.069 | 124614.1711 | 0 | 0 | 0 | 0 | 0 | 0 | 0 | 1200 | 1200 | 0 | 0 | 15.75 | 5997.6 | 5517.792 | 0 | 5517.792 | 1200 | 2000 | Yes
2013-07-19 | 0 | 0 | 0.219 | 4.85 | 124614.1711 | 0 | 0 | 0 | 0 | 0 | 0 | 0 | 1200 | 1200 | 0 | 0 | 15.75 | 5997.6 | 5517.792 | 0 | 5517.792 | 1200 | 2000 | Yes
2013-07-20 | 0 | 0 | 0.219 | 4.631 | 124614.1711 | 0 | 0 | 0 | 0 | 0 | 0 | 0 | 1200 | 1200 | 0 | 0 | 15.75 | 5997.6 | 5517.792 | 0 | 5517.792 | 1200 | 2000 | Yes
2013-07-21 | 0 | 0 | 0.219 | 4.412 | 124614.1711 | 0 | 0 | 0 | 0 | 0 | 0 | 0 | 1200 | 1200 | 0 | 0 | 15.75 | 5997.6 | 5517.792 | 0 | 5517.792 | 1200 | 2000 | Yes
2013-07-22 | 0 | 0 | 0.219 | 4.193 | 124614.1711 | 0 | 0 | 0 | 0 | 0 | 0 | 0 | 1200 | 1200 | 0 | 0 | 15.75 | 5997.6 | 5517.792 | 0 | 5517.792 | 1200 | 2000 | Yes
2013-07-23 | 0 | 0 | 0.219 | 3.974 | 124614.1711 | 0 | 0 | 0 | 0 | 0 | 0 | 0 | 1200 | 1200 | 0 | 0 | 15.75 | 5997.6 | 5517.792 | 0 | 5517.792 | 1200 | 2000 | Yes
2013-07-24 | 0 | 0 | 0.219 | 3.755 | 124614.1711 | 0 | 0 | 0 | 0 | 0 | 0 | 0 | 1200 | 1200 | 0 | 0 | 15.75 | 5997.6 | 5517.792 | 0 | 5517.792 | 1200 | 2000 | Yes
2013-07-25 | 0 | 0 | 0.219 | 3.536 | 124614.1711 | 0 | 0 | 0 | 0 | 0 | 0 | 0 | 1200 | 1200 | 0 | 0 | 15.75 | 5997.6 | 5517.792 | 0 | 5517.792 | 1200 | 2000 | Yes
2013-07-26 | 0 | 0 | 0.219 | 3.317 | 124614.1711 | 0 | 0 | 0 | 0 | 0 | 0 | 0 | 1200 | 1200 | 0 | 0 | 15.75 | 5997.6 | 5517.792 | 0 | 5517.792 | 1200 | 2000 | Yes
2013-07-27 | 0 | 0 | 0.219 | 3.098 | 124614.1711 | 0 | 0 | 0 | 0 | 0 | 0 | 0 | 1200 | 1200 | 0 | 0 | 15.75 | 5997.6 | 5517.792 | 0 | 5517.792 | 1200 | 2000 | Yes
2013-07-28 | 0 | 0 | 0.219 | 2.879 | 124614.1711 | 0 | 0 | 0 | 0 | 0 | 0 | 0 | 1200 | 1200 | 0 | 0 | 15.75 | 5997.6 | 5517.792 | 0 | 5517.792 | 1200 | 2000 | Yes
2013-07-29 | 0 | 0 | 0.219 | 2.66 | 124614.1711 | 0 | 0 | 0 | 0 | 0 | 0 | 0 | 1200 | 1200 | 0 | 0 | 15.75 | 5997.6 | 5517.792 | 0 | 5517.792 | 1200 | 2000 | Yes
2013-07-30 | 0 | 0 | 0.219 | 2.441 | 124614.1711 | 0 | 0 | 0 | 0 | 0 | 0 | 0 | 1200 | 1200 | 0 | 0 | 15.75 | 5997.6 | 5517.792 | 0 | 5517.792 | 1200 | 2000 | Yes
2013-07-31 | 5.4 | 0.54 | 0.219 | 2.762 | 124614.1711 | 67291.6524 | 114267.8138 | 31.7411 | 2700 | 2.7 | 5.4 | 1500 | 1200 | 2731.7411 | 0 | 0 | 15.75 | 5997.6 | 5517.792 | 0 | 5517.792 | 2731.7411 | 2000 | Yes
2013-08-01 | 0.4 | 0.04 | 0.219 | 2.583 | 124614.1711 | 4984.5668 | 8464.2825 | 2.3512 | 200 | 0.2 | 0.4 | 111.1111 | 1200 | 1313.4623 | 0 | 0 | 14.2 | 5407.36 | 4974.7712 | 0 | 4974.7712 | 1313.4623 | 2000 | Yes
2013-08-02 | 0 | 0 | 0.219 | 2.364 | 124614.1711 | 0 | 0 | 0 | 0 | 0 | 0 | 0 | 1200 | 1200 | 0 | 0 | 14.2 | 5407.36 | 4974.7712 | 0 | 4974.7712 | 1200 | 2000 | Yes
2013-08-03 | 0 | 0 | 0.219 | 2.145 | 124614.1711 | 0 | 0 | 0 | 0 | 0 | 0 | 0 | 1200 | 1200 | 0 | 0 | 14.2 | 5407.36 | 4974.7712 | 0 | 4974.7712 | 1200 | 2000 | Yes
2013-08-04 | 0 | 0 | 0.219 | 1.926 | 124614.1711 | 0 | 0 | 0 | 0 | 0 | 0 | 0 | 1200 | 1200 | 0 | 0 | 14.2 | 5407.36 | 4974.7712 | 0 | 4974.7712 | 1200 | 2000 | Yes
2013-08-05 | 0 | 0 | 0.219 | 1.707 | 124614.1711 | 0 | 0 | 0 | 0 | 0 | 0 | 0 | 1200 | 1200 | 0 | 0 | 14.2 | 5407.36 | 4974.7712 | 0 | 4974.7712 | 1200 | 2000 | Yes
2013-08-06 | 0 | 0 | 0.219 | 1.488 | 124614.1711 | 0 | 0 | 0 | 0 | 0 | 0 | 0 | 1200 | 1200 | 0 | 0 | 14.2 | 5407.36 | 4974.7712 | 0 | 4974.7712 | 1200 | 2000 | Yes
2013-08-07 | 0 | 0 | 0.219 | 1.269 | 124614.1711 | 0 | 0 | 0 | 0 | 0 | 0 | 0 | 1200 | 1200 | 0 | 0 | 14.2 | 5407.36 | 4974.7712 | 0 | 4974.7712 | 1200 | 2000 | Yes
2013-08-08 | 0 | 0 | 0.219 | 1.05 | 124614.1711 | 0 | 0 | 0 | 0 | 0 | 0 | 0 | 1200 | 1200 | 0 | 0 | 14.2 | 5407.36 | 4974.7712 | 0 | 4974.7712 | 1200 | 2000 | Yes
2013-08-09 | 0 | 0 | 0.219 | 0.831 | 124614.1711 | 0 | 0 | 0 | 0 | 0 | 0 | 0 | 1200 | 1200 | 0 | 0 | 14.2 | 5407.36 | 4974.7712 | 0 | 4974.7712 | 1200 | 2000 | Yes
2013-08-10 | 0 | 0 | 0.219 | 0.612 | 124614.1711 | 0 | 0 | 0 | 0 | 0 | 0 | 0 | 1200 | 1200 | 0 | 0 | 14.2 | 5407.36 | 4974.7712 | 0 | 4974.7712 | 1200 | 2000 | Yes
2013-08-11 | 0.4 | 0.04 | 0.219 | 0.433 | 124614.1711 | 4984.5668 | 8464.2825 | 2.3512 | 200 | 0.2 | 0.4 | 111.1111 | 1200 | 1313.4623 | 0 | 0 | 14.2 | 5407.36 | 4974.7712 | 0 | 4974.7712 | 1313.4623 | 2000 | Yes
2013-08-12 | 4.4 | 0.44 | 0.219 | 0.654 | 124614.1711 | 54830.2353 | 93107.1076 | 25.8631 | 2200 | 2.2 | 4.4 | 1222.2222 | 1200 | 2448.0853 | 0 | 0 | 14.2 | 5407.36 | 4974.7712 | 0 | 4974.7712 | 2448.0853 | 2000 | Yes
2013-08-13 | 1 | 0.1 | 0.219 | 0.535 | 124614.1711 | 12461.4171 | 21160.7063 | 5.878 | 500 | 0.5 | 1 | 277.7778 | 1200 | 1483.6558 | 0 | 0 | 14.2 | 5407.36 | 4974.7712 | 0 | 4974.7712 | 1483.6558 | 2000 | Yes
2013-08-14 | 0.4 | 0.04 | 0.219 | 0.356 | 124614.1711 | 4984.5668 | 8464.2825 | 2.3512 | 200 | 0.2 | 0.4 | 111.1111 | 1200 | 1313.4623 | 0 | 0 | 14.2 | 5407.36 | 4974.7712 | 0 | 4974.7712 | 1313.4623 | 2000 | Yes
2013-08-15 | 8.4 | 0.84 | 0.219 | 0.977 | 124614.1711 | 104675.9037 | 177749.9326 | 49.375 | 4200 | 4.2 | 8.4 | 2333.3333 | 1200 | 3582.7083 | 0 | 0 | 14.2 | 5407.36 | 4974.7712 | 0 | 4974.7712 | 3582.7083 | 2000 | Yes
2013-08-16 | 4.4 | 0.44 | 0.219 | 1.198 | 124614.1711 | 54830.2353 | 93107.1076 | 25.8631 | 2200 | 2.2 | 4.4 | 1222.2222 | 1200 | 2448.0853 | 0 | 0 | 14.2 | 5407.36 | 4974.7712 | 0 | 4974.7712 | 2448.0853 | 2000 | Yes
2013-08-17 | 4.4 | 0.44 | 0.219 | 1.419 | 124614.1711 | 54830.2353 | 93107.1076 | 25.8631 | 2200 | 2.2 | 4.4 | 1222.2222 | 1200 | 2448.0853 | 0 | 0 | 14.2 | 5407.36 | 4974.7712 | 0 | 4974.7712 | 2448.0853 | 2000 | Yes
2013-08-18 | 14.8 | 1.48 | 0.219 | 2.68 | 124614.1711 | 184428.9733 | 313178.4527 | 86.994 | 7400 | 7.4 | 14.8 | 4111.1111 | 1200 | 5398.1051 | 0 | 0 | 14.2 | 5407.36 | 4974.7712 | 0 | 4974.7712 | 5398.1051 | 1152.7542 | Yes
2013-08-19 | 5.6 | 0.56 | 0.219 | 3.021 | 124614.1711 | 69783.9358 | 118499.9551 | 32.9167 | 2800 | 2.8 | 5.6 | 1555.5556 | 1200 | 2788.4722 | 0 | 0 | 14.2 | 5407.36 | 4974.7712 | 0 | 4974.7712 | 2788.4722 | 2000 | Yes
2013-08-20 | 1.2 | 0.12 | 0.219 | 2.922 | 124614.1711 | 14953.7005 | 25392.8475 | 7.0536 | 600 | 0.6 | 1.2 | 333.3333 | 1200 | 1540.3869 | 0 | 0 | 14.2 | 5407.36 | 4974.7712 | 0 | 4974.7712 | 1540.3869 | 2000 | Yes
2013-08-21 | 0.4 | 0.04 | 0.219 | 2.743 | 124614.1711 | 4984.5668 | 8464.2825 | 2.3512 | 200 | 0.2 | 0.4 | 111.1111 | 1200 | 1313.4623 | 0 | 0 | 14.2 | 5407.36 | 4974.7712 | 0 | 4974.7712 | 1313.4623 | 2000 | Yes
2013-08-22 | 0.6 | 0.06 | 0.219 | 2.584 | 124614.1711 | 7476.8503 | 12696.4238 | 3.5268 | 300 | 0.3 | 0.6 | 166.6667 | 1200 | 1370.1935 | 0 | 0 | 14.2 | 5407.36 | 4974.7712 | 0 | 4974.7712 | 1370.1935 | 2000 | Yes
2013-08-23 | 5.2 | 0.52 | 0.219 | 2.885 | 124614.1711 | 64799.369 | 110035.6726 | 30.5655 | 2600 | 2.6 | 5.2 | 1444.4444 | 1200 | 2675.0099 | 0 | 0 | 14.2 | 5407.36 | 4974.7712 | 0 | 4974.7712 | 2675.0099 | 2000 | Yes
2013-08-24 | 1.4 | 0.14 | 0.219 | 2.806 | 124614.1711 | 17445.984 | 29624.9888 | 8.2292 | 700 | 0.7 | 1.4 | 388.8889 | 1200 | 1597.1181 | 0 | 0 | 14.2 | 5407.36 | 4974.7712 | 0 | 4974.7712 | 1597.1181 | 2000 | Yes
2013-08-25 | 0 | 0 | 0.219 | 2.587 | 124614.1711 | 0 | 0 | 0 | 0 | 0 | 0 | 0 | 1200 | 1200 | 0 | 0 | 14.2 | 5407.36 | 4974.7712 | 0 | 4974.7712 | 1200 | 2000 | Yes
2013-08-26 | 0 | 0 | 0.219 | 2.368 | 124614.1711 | 0 | 0 | 0 | 0 | 0 | 0 | 0 | 1200 | 1200 | 0 | 0 | 14.2 | 5407.36 | 4974.7712 | 0 | 4974.7712 | 1200 | 2000 | Yes
2013-08-27 | 0.4 | 0.04 | 0.219 | 2.189 | 124614.1711 | 4984.5668 | 8464.2825 | 2.3512 | 200 | 0.2 | 0.4 | 111.1111 | 1200 | 1313.4623 | 0 | 0 | 14.2 | 5407.36 | 4974.7712 | 0 | 4974.7712 | 1313.4623 | 2000 | Yes
2013-08-28 | 1.2 | 0.12 | 0.219 | 2.09 | 124614.1711 | 14953.7005 | 25392.8475 | 7.0536 | 600 | 0.6 | 1.2 | 333.3333 | 1200 | 1540.3869 | 0 | 0 | 14.2 | 5407.36 | 4974.7712 | 0 | 4974.7712 | 1540.3869 | 2000 | Yes
2013-08-29 | 4 | 0.4 | 0.219 | 2.271 | 124614.1711 | 49845.6684 | 84642.8251 | 23.5119 | 2000 | 2 | 4 | 1111.1111 | 1200 | 2334.623 | 0 | 0 | 14.2 | 5407.36 | 4974.7712 | 0 | 4974.7712 | 2334.623 | 2000 | Yes
2013-08-30 | 0 | 0 | 0.219 | 2.052 | 124614.1711 | 0 | 0 | 0 | 0 | 0 | 0 | 0 | 1200 | 1200 | 0 | 0 | 14.2 | 5407.36 | 4974.7712 | 0 | 4974.7712 | 1200 | 2000 | Yes
2013-08-31 | 0 | 0 | 0.219 | 1.833 | 124614.1711 | 0 | 0 | 0 | 0 | 0 | 0 | 0 | 1200 | 1200 | 0 | 0 | 14.2 | 5407.36 | 4974.7712 | 0 | 4974.7712 | 1200 | 2000 | Yes
2013-09-01 | 0 | 0 | 0.219 | 1.614 | 124614.1711 | 0 | 0 | 0 | 0 | 0 | 0 | 0 | 1200 | 1200 | 0 | 0 | 12.5 | 4760 | 4379.2 | 0 | 4379.2 | 1200 | 2000 | Yes
2013-09-02 | 0 | 0 | 0.219 | 1.395 | 124614.1711 | 0 | 0 | 0 | 0 | 0 | 0 | 0 | 1200 | 1200 | 0 | 0 | 12.5 | 4760 | 4379.2 | 0 | 4379.2 | 1200 | 2000 | Yes
2013-09-03 | 4.8 | 0.48 | 0.219 | 1.656 | 124614.1711 | 59814.8021 | 101571.3901 | 28.2143 | 2400 | 2.4 | 4.8 | 1333.3333 | 1200 | 2561.5476 | 0 | 0 | 12.5 | 4760 | 4379.2 | 0 | 4379.2 | 2561.5476 | 2000 | Yes
2013-09-04 | 0 | 0 | 0.219 | 1.437 | 124614.1711 | 0 | 0 | 0 | 0 | 0 | 0 | 0 | 1200 | 1200 | 0 | 0 | 12.5 | 4760 | 4379.2 | 0 | 4379.2 | 1200 | 2000 | Yes
2013-09-05 | 0 | 0 | 0.219 | 1.218 | 124614.1711 | 0 | 0 | 0 | 0 | 0 | 0 | 0 | 1200 | 1200 | 0 | 0 | 12.5 | 4760 | 4379.2 | 0 | 4379.2 | 1200 | 2000 | Yes
2013-09-06 | 0 | 0 | 0.219 | 0.999 | 124614.1711 | 0 | 0 | 0 | 0 | 0 | 0 | 0 | 1200 | 1200 | 0 | 0 | 12.5 | 4760 | 4379.2 | 0 | 4379.2 | 1200 | 2000 | Yes
2013-09-07 | 0 | 0 | 0.219 | 0.78 | 124614.1711 | 0 | 0 | 0 | 0 | 0 | 0 | 0 | 1200 | 1200 | 0 | 0 | 12.5 | 4760 | 4379.2 | 0 | 4379.2 | 1200 | 2000 | Yes
2013-09-08 | 0 | 0 | 0.219 | 0.561 | 124614.1711 | 0 | 0 | 0 | 0 | 0 | 0 | 0 | 1200 | 1200 | 0 | 0 | 12.5 | 4760 | 4379.2 | 0 | 4379.2 | 1200 | 2000 | Yes
2013-09-09 | 0 | 0 | 0.219 | 0.342 | 124614.1711 | 0 | 0 | 0 | 0 | 0 | 0 | 0 | 1200 | 1200 | 0 | 0 | 12.5 | 4760 | 4379.2 | 0 | 4379.2 | 1200 | 2000 | Yes
2013-09-10 | 0 | 0 | 0.219 | 0.123 | 124614.1711 | 0 | 0 | 0 | 0 | 0 | 0 | 0 | 1200 | 1200 | 0 | 0 | 12.5 | 4760 | 4379.2 | 0 | 4379.2 | 1200 | 2000 | Yes
2013-09-11 | 0 | 0 | 0.219 | -0.096 | 124614.1711 | 0 | 0 | 0 | 0 | 0 | 0 | 0 | 1200 | 1200 | 0 | 0 | 12.5 | 4760 | 4379.2 | 0 | 4379.2 | 1200 | 2000 | Yes
2013-09-12 | 0 | 0 | 0.219 | -0.315 | 124614.1711 | 0 | 0 | 0 | 0 | 0 | 0 | 0 | 1200 | 1200 | 0 | 0 | 12.5 | 4760 | 4379.2 | 0 | 4379.2 | 1200 | 2000 | Yes
2013-09-13 | 0 | 0 | 0.219 | -0.534 | 124614.1711 | 0 | 0 | 0 | 0 | 0 | 0 | 0 | 1200 | 1200 | 0 | 0 | 12.5 | 4760 | 4379.2 | 0 | 4379.2 | 1200 | 2000 | Yes
2013-09-14 | 0 | 0 | 0.219 | -0.753 | 124614.1711 | 0 | 0 | 0 | 0 | 0 | 0 | 0 | 1200 | 1200 | 0 | 0 | 12.5 | 4760 | 4379.2 | 0 | 4379.2 | 1200 | 2000 | Yes
2013-09-15 | 0.6 | 0.06 | 0.219 | -0.912 | 124614.1711 | 7476.8503 | 12696.4238 | 3.5268 | 300 | 0.3 | 0.6 | 166.6667 | 1200 | 1370.1935 | 0 | 0 | 12.5 | 4760 | 4379.2 | 0 | 4379.2 | 1370.1935 | 2000 | Yes
2013-09-16 | 0 | 0 | 0.219 | -1.131 | 124614.1711 | 0 | 0 | 0 | 0 | 0 | 0 | 0 | 1200 | 1200 | 0 | 0 | 12.5 | 4760 | 4379.2 | 0 | 4379.2 | 1200 | 2000 | Yes
2013-09-17 | 0.8 | 0.08 | 0.219 | -1.27 | 124614.1711 | 9969.1337 | 16928.565 | 4.7024 | 400 | 0.4 | 0.8 | 222.2222 | 1200 | 1426.9246 | 0 | 0 | 12.5 | 4760 | 4379.2 | 0 | 4379.2 | 1426.9246 | 2000 | Yes
2013-09-18 | 1.2 | 0.12 | 0.219 | -1.369 | 124614.1711 | 14953.7005 | 25392.8475 | 7.0536 | 600 | 0.6 | 1.2 | 333.3333 | 1200 | 1540.3869 | 0 | 0 | 12.5 | 4760 | 4379.2 | 0 | 4379.2 | 1540.3869 | 2000 | Yes
2013-09-19 | 0.8 | 0.08 | 0.219 | -1.508 | 124614.1711 | 9969.1337 | 16928.565 | 4.7024 | 400 | 0.4 | 0.8 | 222.2222 | 1200 | 1426.9246 | 0 | 0 | 12.5 | 4760 | 4379.2 | 0 | 4379.2 | 1426.9246 | 2000 | Yes
2013-09-20 | 1.4 | 0.14 | 0.219 | -1.587 | 124614.1711 | 17445.984 | 29624.9888 | 8.2292 | 700 | 0.7 | 1.4 | 388.8889 | 1200 | 1597.1181 | 0 | 0 | 12.5 | 4760 | 4379.2 | 0 | 4379.2 | 1597.1181 | 2000 | Yes
2013-09-21 | 1.4 | 0.14 | 0.219 | -1.666 | 124614.1711 | 17445.984 | 29624.9888 | 8.2292 | 700 | 0.7 | 1.4 | 388.8889 | 1200 | 1597.1181 | 0 | 0 | 12.5 | 4760 | 4379.2 | 0 | 4379.2 | 1597.1181 | 2000 | Yes
2013-09-22 | 5 | 0.5 | 0.219 | -1.385 | 124614.1711 | 62307.0856 | 105803.5313 | 29.3899 | 2500 | 2.5 | 5 | 1388.8889 | 1200 | 2618.2788 | 0 | 0 | 12.5 | 4760 | 4379.2 | 0 | 4379.2 | 2618.2788 | 2000 | Yes
2013-09-23 | 1.2 | 0.12 | 0.219 | -1.484 | 124614.1711 | 14953.7005 | 25392.8475 | 7.0536 | 600 | 0.6 | 1.2 | 333.3333 | 1200 | 1540.3869 | 0 | 0 | 12.5 | 4760 | 4379.2 | 0 | 4379.2 | 1540.3869 | 2000 | Yes
2013-09-24 | 1.6 | 0.16 | 0.219 | -1.543 | 124614.1711 | 19938.2674 | 33857.13 | 9.4048 | 800 | 0.8 | 1.6 | 444.4444 | 1200 | 1653.8492 | 0 | 0 | 12.5 | 4760 | 4379.2 | 0 | 4379.2 | 1653.8492 | 2000 | Yes
2013-09-25 | 0 | 0 | 0.219 | -1.762 | 124614.1711 | 0 | 0 | 0 | 0 | 0 | 0 | 0 | 1200 | 1200 | 0 | 0 | 12.5 | 4760 | 4379.2 | 0 | 4379.2 | 1200 | 2000 | Yes
2013-09-26 | 4 | 0.4 | 0.219 | -1.581 | 124614.1711 | 49845.6684 | 84642.8251 | 23.5119 | 2000 | 2 | 4 | 1111.1111 | 1200 | 2334.623 | 0 | 0 | 12.5 | 4760 | 4379.2 | 0 | 4379.2 | 2334.623 | 2000 | Yes
2013-09-27 | 1.6 | 0.16 | 0.219 | -1.64 | 124614.1711 | 19938.2674 | 33857.13 | 9.4048 | 800 | 0.8 | 1.6 | 444.4444 | 1200 | 1653.8492 | 0 | 0 | 12.5 | 4760 | 4379.2 | 0 | 4379.2 | 1653.8492 | 2000 | Yes
2013-09-28 | 11 | 1.1 | 0.219 | -0.759 | 124614.1711 | 137075.5882 | 232767.7689 | 64.6577 | 5500 | 5.5 | 11 | 3055.5556 | 1200 | 4320.2133 | 0 | 0 | 12.5 | 4760 | 4379.2 | 0 | 4379.2 | 4320.2133 | 1703.8098 | Yes
2013-09-29 | 5 | 0.5 | 0.219 | -0.478 | 124614.1711 | 62307.0856 | 105803.5313 | 29.3899 | 2500 | 2.5 | 5 | 1388.8889 | 1200 | 2618.2788 | 0 | 0 | 12.5 | 4760 | 4379.2 | 0 | 4379.2 | 2618.2788 | 2000 | Yes
2013-09-30 | 2.2 | 0.22 | 0.219 | -0.477 | 124614.1711 | 27415.1176 | 46553.5538 | 12.9315 | 1100 | 1.1 | 2.2 | 611.1111 | 1200 | 1824.0427 | 0 | 0 | 12.5 | 4760 | 4379.2 | 0 | 4379.2 | 1824.0427 | 2000 | Yes
2013-10-01 | 0 | 0 | 0.219 | -0.696 | 124614.1711 | 0 | 0 | 0 | 0 | 0 | 0 | 0 | 1200 | 1200 | 0 | 0 | 10.75 | 4093.6 | 3766.112 | 0 | 3766.112 | 1200 | 2000 | Yes
2013-10-02 | 0 | 0 | 0.219 | -0.915 | 124614.1711 | 0 | 0 | 0 | 0 | 0 | 0 | 0 | 1200 | 1200 | 0 | 0 | 10.75 | 4093.6 | 3766.112 | 0 | 3766.112 | 1200 | 2000 | Yes
2013-10-03 | 1.2 | 0.12 | 0.219 | -1.014 | 124614.1711 | 14953.7005 | 25392.8475 | 7.0536 | 600 | 0.6 | 1.2 | 333.3333 | 1200 | 1540.3869 | 0 | 0 | 10.75 | 4093.6 | 3766.112 | 0 | 3766.112 | 1540.3869 | 2000 | Yes
2013-10-04 | 28.4 | 2.5 | 0.219 | 1.267 | 124614.1711 | 311535.4278 | 529017.6566 | 146.9493 | 12500 | 12.5 | 25 | 6944.4444 | 1200 | 8291.3938 | 0 | 0 | 10.75 | 4093.6 | 3766.112 | 0 | 3766.112 | 5390.8488 | 0 | No
2013-10-05 | 26 | 2.5 | 0.219 | 3.548 | 124614.1711 | 311535.4278 | 529017.6566 | 146.9493 | 12500 | 12.5 | 25 | 6944.4444 | 1200 | 8291.3938 | 0 | 0 | 10.75 | 4093.6 | 3766.112 | 0 | 3766.112 | 3470.8488 | 0 | No
2013-10-06 | 8.8 | 0.88 | 0.219 | 4.209 | 124614.1711 | 109660.4706 | 186214.2151 | 51.7262 | 4400 | 4.4 | 8.8 | 2444.4444 | 1200 | 3696.1706 | 0 | 0 | 10.75 | 4093.6 | 3766.112 | 0 | 3766.112 | 3470.8488 | 0 | No
2013-10-07 | 10.6 | 1.06 | 0.219 | 5.05 | 124614.1711 | 132091.0214 | 224303.4864 | 62.3065 | 5300 | 5.3 | 10.6 | 2944.4444 | 1200 | 4206.751 | 0 | 0 | 10.75 | 4093.6 | 3766.112 | 0 | 3766.112 | 3470.8488 | 0 | No
2013-10-08 | 0 | 0 | 0.219 | 4.831 | 124614.1711 | 0 | 0 | 0 | 0 | 0 | 0 | 0 | 1200 | 1200 | 0 | 0 | 10.75 | 4093.6 | 3766.112 | 0 | 3766.112 | 1200 | 2000 | Yes
2013-10-09 | 1.2 | 0.12 | 0.219 | 4.732 | 124614.1711 | 14953.7005 | 25392.8475 | 7.0536 | 600 | 0.6 | 1.2 | 333.3333 | 1200 | 1540.3869 | 0 | 0 | 10.75 | 4093.6 | 3766.112 | 0 | 3766.112 | 1540.3869 | 2000 | Yes
2013-10-10 | 0 | 0 | 0.219 | 4.513 | 124614.1711 | 0 | 0 | 0 | 0 | 0 | 0 | 0 | 1200 | 1200 | 0 | 0 | 10.75 | 4093.6 | 3766.112 | 0 | 3766.112 | 1200 | 2000 | Yes
2013-10-11 | 0 | 0 | 0.219 | 4.294 | 124614.1711 | 0 | 0 | 0 | 0 | 0 | 0 | 0 | 1200 | 1200 | 0 | 0 | 10.75 | 4093.6 | 3766.112 | 0 | 3766.112 | 1200 | 2000 | Yes
2013-10-12 | 0 | 0 | 0.219 | 4.075 | 124614.1711 | 0 | 0 | 0 | 0 | 0 | 0 | 0 | 1200 | 1200 | 0 | 0 | 10.75 | 4093.6 | 3766.112 | 0 | 3766.112 | 1200 | 2000 | Yes
2013-10-13 | 0 | 0 | 0.219 | 3.856 | 124614.1711 | 0 | 0 | 0 | 0 | 0 | 0 | 0 | 1200 | 1200 | 0 | 0 | 10.75 | 4093.6 | 3766.112 | 0 | 3766.112 | 1200 | 2000 | Yes
2013-10-14 | 0 | 0 | 0.219 | 3.637 | 124614.1711 | 0 | 0 | 0 | 0 | 0 | 0 | 0 | 1200 | 1200 | 0 | 0 | 10.75 | 4093.6 | 3766.112 | 0 | 3766.112 | 1200 | 2000 | Yes
2013-10-15 | 1 | 0.1 | 0.219 | 3.518 | 124614.1711 | 12461.4171 | 21160.7063 | 5.878 | 500 | 0.5 | 1 | 277.7778 | 1200 | 1483.6558 | 0 | 0 | 10.75 | 4093.6 | 3766.112 | 0 | 3766.112 | 1483.6558 | 2000 | Yes
2013-10-16 | 0 | 0 | 0.219 | 3.299 | 124614.1711 | 0 | 0 | 0 | 0 | 0 | 0 | 0 | 1200 | 1200 | 0 | 0 | 10.75 | 4093.6 | 3766.112 | 0 | 3766.112 | 1200 | 2000 | Yes
2013-10-17 | 0 | 0 | 0.219 | 3.08 | 124614.1711 | 0 | 0 | 0 | 0 | 0 | 0 | 0 | 1200 | 1200 | 0 | 0 | 10.75 | 4093.6 | 3766.112 | 0 | 3766.112 | 1200 | 2000 | Yes
2013-10-18 | 0 | 0 | 0.219 | 2.861 | 124614.1711 | 0 | 0 | 0 | 0 | 0 | 0 | 0 | 1200 | 1200 | 0 | 0 | 10.75 | 4093.6 | 3766.112 | 0 | 3766.112 | 1200 | 2000 | Yes
2013-10-19 | 0 | 0 | 0.219 | 2.642 | 124614.1711 | 0 | 0 | 0 | 0 | 0 | 0 | 0 | 1200 | 1200 | 0 | 0 | 10.75 | 4093.6 | 3766.112 | 0 | 3766.112 | 1200 | 2000 | Yes
2013-10-20 | 0 | 0 | 0.219 | 2.423 | 124614.1711 | 0 | 0 | 0 | 0 | 0 | 0 | 0 | 1200 | 1200 | 0 | 0 | 10.75 | 4093.6 | 3766.112 | 0 | 3766.112 | 1200 | 2000 | Yes
2013-10-21 | 0 | 0 | 0.219 | 2.204 | 124614.1711 | 0 | 0 | 0 | 0 | 0 | 0 | 0 | 1200 | 1200 | 0 | 0 | 10.75 | 4093.6 | 3766.112 | 0 | 3766.112 | 1200 | 2000 | Yes
2013-10-22 | 0 | 0 | 0.219 | 1.985 | 124614.1711 | 0 | 0 | 0 | 0 | 0 | 0 | 0 | 1200 | 1200 | 0 | 0 | 10.75 | 4093.6 | 3766.112 | 0 | 3766.112 | 1200 | 2000 | Yes
2013-10-23 | 0 | 0 | 0.219 | 1.766 | 124614.1711 | 0 | 0 | 0 | 0 | 0 | 0 | 0 | 1200 | 1200 | 0 | 0 | 10.75 | 4093.6 | 3766.112 | 0 | 3766.112 | 1200 | 2000 | Yes
2013-10-24 | 0 | 0 | 0.219 | 1.547 | 124614.1711 | 0 | 0 | 0 | 0 | 0 | 0 | 0 | 1200 | 1200 | 0 | 0 | 10.75 | 4093.6 | 3766.112 | 0 | 3766.112 | 1200 | 2000 | Yes
2013-10-25 | 0 | 0 | 0.219 | 1.328 | 124614.1711 | 0 | 0 | 0 | 0 | 0 | 0 | 0 | 1200 | 1200 | 0 | 0 | 10.75 | 4093.6 | 3766.112 | 0 | 3766.112 | 1200 | 2000 | Yes
2013-10-26 | 9.6 | 0.96 | 0.219 | 2.069 | 124614.1711 | 119629.6043 | 203142.7801 | 56.4286 | 4800 | 4.8 | 9.6 | 2666.6667 | 1200 | 3923.0952 | 0 | 0 | 10.75 | 4093.6 | 3766.112 | 0 | 3766.112 | 3923.0952 | 1528.91 | Yes
2013-10-27 | 0 | 0 | 0.219 | 1.85 | 124614.1711 | 0 | 0 | 0 | 0 | 0 | 0 | 0 | 1200 | 1200 | 0 | 0 | 10.75 | 4093.6 | 3766.112 | 0 | 3766.112 | 1200 | 2000 | Yes
2013-10-28 | 0 | 0 | 0.219 | 1.631 | 124614.1711 | 0 | 0 | 0 | 0 | 0 | 0 | 0 | 1200 | 1200 | 0 | 0 | 10.75 | 4093.6 | 3766.112 | 0 | 3766.112 | 1200 | 2000 | Yes
2013-10-29 | 0 | 0 | 0.219 | 1.412 | 124614.1711 | 0 | 0 | 0 | 0 | 0 | 0 | 0 | 1200 | 1200 | 0 | 0 | 10.75 | 4093.6 | 3766.112 | 0 | 3766.112 | 1200 | 2000 | Yes
2013-10-30 | 14.1 | 1.41 | 0.219 | 2.603 | 124614.1711 | 175705.9813 | 298365.9583 | 82.8794 | 7050 | 7.05 | 14.1 | 3916.6667 | 1200 | 5199.5461 | 0 | 0 | 10.75 | 4093.6 | 3766.112 | 0 | 3766.112 | 5199.5461 | 199.2737 | Yes
2013-10-31 | 2 | 0.2 | 0.219 | 2.584 | 124614.1711 | 24922.8342 | 42321.4125 | 11.7559 | 1000 | 1 | 2 | 555.5556 | 1200 | 1767.3115 | 0 | 0 | 10.75 | 4093.6 | 3766.112 | 0 | 3766.112 | 1767.3115 | 1973.7917 | Yes
2013-11-01 | 0.8 | 0.08 | 0.219 | 2.445 | 124614.1711 | 9969.1337 | 16928.565 | 4.7024 | 400 | 0.4 | 0.8 | 222.2222 | 1200 | 1426.9246 | 0 | 0 | 9 | 3427.2 | 3153.024 | 0 | 3153.024 | 1426.9246 | 2000 | Yes
2013-11-02 | 0 | 0 | 0.219 | 2.226 | 124614.1711 | 0 | 0 | 0 | 0 | 0 | 0 | 0 | 1200 | 1200 | 0 | 0 | 9 | 3427.2 | 3153.024 | 0 | 3153.024 | 1200 | 2000 | Yes
2013-11-03 | 0 | 0 | 0.219 | 2.007 | 124614.1711 | 0 | 0 | 0 | 0 | 0 | 0 | 0 | 1200 | 1200 | 0 | 0 | 9 | 3427.2 | 3153.024 | 0 | 3153.024 | 1200 | 2000 | Yes
2013-11-04 | 1.2 | 0.12 | 0.219 | 1.908 | 124614.1711 | 14953.7005 | 25392.8475 | 7.0536 | 600 | 0.6 | 1.2 | 333.3333 | 1200 | 1540.3869 | 0 | 0 | 9 | 3427.2 | 3153.024 | 0 | 3153.024 | 1540.3869 | 2000 | Yes
2013-11-05 | 3 | 0.3 | 0.219 | 1.989 | 124614.1711 | 37384.2513 | 63482.1188 | 17.6339 | 1500 | 1.5 | 3 | 833.3333 | 1200 | 2050.9673 | 0 | 0 | 9 | 3427.2 | 3153.024 | 0 | 3153.024 | 2050.9673 | 2000 | Yes
2013-11-06 | 3.2 | 0.32 | 0.219 | 2.09 | 124614.1711 | 39876.5348 | 67714.26 | 18.8095 | 1600 | 1.6 | 3.2 | 888.8889 | 1200 | 2107.6984 | 0 | 0 | 9 | 3427.2 | 3153.024 | 0 | 3153.024 | 2107.6984 | 2000 | Yes
2013-11-07 | 3.2 | 0.32 | 0.219 | 2.191 | 124614.1711 | 39876.5348 | 67714.26 | 18.8095 | 1600 | 1.6 | 3.2 | 888.8889 | 1200 | 2107.6984 | 0 | 0 | 9 | 3427.2 | 3153.024 | 0 | 3153.024 | 2107.6984 | 2000 | Yes
2013-11-08 | 5.6 | 0.56 | 0.219 | 2.532 | 124614.1711 | 69783.9358 | 118499.9551 | 32.9167 | 2800 | 2.8 | 5.6 | 1555.5556 | 1200 | 2788.4722 | 0 | 0 | 9 | 3427.2 | 3153.024 | 0 | 3153.024 | 2788.4722 | 2000 | Yes
2013-11-09 | 0 | 0 | 0.219 | 2.313 | 124614.1711 | 0 | 0 | 0 | 0 | 0 | 0 | 0 | 1200 | 1200 | 0 | 0 | 9 | 3427.2 | 3153.024 | 0 | 3153.024 | 1200 | 2000 | Yes
2013-11-10 | 0 | 0 | 0.219 | 2.094 | 124614.1711 | 0 | 0 | 0 | 0 | 0 | 0 | 0 | 1200 | 1200 | 0 | 0 | 9 | 3427.2 | 3153.024 | 0 | 3153.024 | 1200 | 2000 | Yes
2013-11-11 | 1.8 | 0.18 | 0.219 | 2.055 | 124614.1711 | 22430.5508 | 38089.2713 | 10.5804 | 900 | 0.9 | 1.8 | 500 | 1200 | 1710.5804 | 0 | 0 | 9 | 3427.2 | 3153.024 | 0 | 3153.024 | 1710.5804 | 2000 | Yes
2013-11-12 | 9.6 | 0.96 | 0.219 | 2.796 | 124614.1711 | 119629.6043 | 203142.7801 | 56.4286 | 4800 | 4.8 | 9.6 | 2666.6667 | 1200 | 3923.0952 | 0 | 0 | 9 | 3427.2 | 3153.024 | 0 | 3153.024 | 3923.0952 | 940.3455 | Yes
2013-11-13 | 8.8 | 0.88 | 0.219 | 3.457 | 124614.1711 | 109660.4706 | 186214.2151 | 51.7262 | 4400 | 4.4 | 8.8 | 2444.4444 | 1200 | 3696.1706 | 0 | 0 | 9 | 3427.2 | 3153.024 | 0 | 3153.024 | 3696.1706 | 117.0708 | Yes
2013-11-14 | 1.4 | 0.14 | 0.219 | 3.378 | 124614.1711 | 17445.984 | 29624.9888 | 8.2292 | 700 | 0.7 | 1.4 | 388.8889 | 1200 | 1597.1181 | 0 | 0 | 9 | 3427.2 | 3153.024 | 0 | 3153.024 | 1597.1181 | 1480.3092 | Yes
2013-11-15 | 11.8 | 1.18 | 0.219 | 4.339 | 124614.1711 | 147044.7219 | 249696.3339 | 69.3601 | 5900 | 5.9 | 11.8 | 3277.7778 | 1200 | 4547.1379 | 0 | 0 | 9 | 3427.2 | 3153.024 | 0 | 3153.024 | 4326.9238 | 0 | No
2013-11-16 | 0 | 0 | 0.219 | 4.12 | 124614.1711 | 0 | 0 | 0 | 0 | 0 | 0 | 0 | 1200 | 1200 | 0 | 0 | 9 | 3427.2 | 3153.024 | 0 | 3153.024 | 1200 | 1776.903 | Yes
2013-11-17 | 4.6 | 0.46 | 0.219 | 4.361 | 124614.1711 | 57322.5187 | 97339.2488 | 27.0387 | 2300 | 2.3 | 4.6 | 1277.7778 | 1200 | 2504.8165 | 0 | 0 | 9 | 3427.2 | 3153.024 | 0 | 3153.024 | 2504.8165 | 2000 | Yes
2013-11-18 | 0 | 0 | 0.219 | 4.142 | 124614.1711 | 0 | 0 | 0 | 0 | 0 | 0 | 0 | 1200 | 1200 | 0 | 0 | 9 | 3427.2 | 3153.024 | 0 | 3153.024 | 1200 | 2000 | Yes
2013-11-19 | 0 | 0 | 0.219 | 3.923 | 124614.1711 | 0 | 0 | 0 | 0 | 0 | 0 | 0 | 1200 | 1200 | 0 | 0 | 9 | 3427.2 | 3153.024 | 0 | 3153.024 | 1200 | 2000 | Yes
2013-11-20 | 0 | 0 | 0.219 | 3.704 | 124614.1711 | 0 | 0 | 0 | 0 | 0 | 0 | 0 | 1200 | 1200 | 0 | 0 | 9 | 3427.2 | 3153.024 | 0 | 3153.024 | 1200 | 2000 | Yes
2013-11-21 | 0.6 | 0.06 | 0.219 | 3.545 | 124614.1711 | 7476.8503 | 12696.4238 | 3.5268 | 300 | 0.3 | 0.6 | 166.6667 | 1200 | 1370.1935 | 0 | 0 | 9 | 3427.2 | 3153.024 | 0 | 3153.024 | 1370.1935 | 2000 | Yes
2013-11-22 | 0 | 0 | 0.219 | 3.326 | 124614.1711 | 0 | 0 | 0 | 0 | 0 | 0 | 0 | 1200 | 1200 | 0 | 0 | 9 | 3427.2 | 3153.024 | 0 | 3153.024 | 1200 | 2000 | Yes
2013-11-23 | 5 | 0.5 | 0.219 | 3.607 | 124614.1711 | 62307.0856 | 105803.5313 | 29.3899 | 2500 | 2.5 | 5 | 1388.8889 | 1200 | 2618.2788 | 0 | 0 | 9 | 3427.2 | 3153.024 | 0 | 3153.024 | 2618.2788 | 2000 | Yes
2013-11-24 | 4.4 | 0.44 | 0.219 | 3.828 | 124614.1711 | 54830.2353 | 93107.1076 | 25.8631 | 2200 | 2.2 | 4.4 | 1222.2222 | 1200 | 2448.0853 | 0 | 0 | 9 | 3427.2 | 3153.024 | 0 | 3153.024 | 2448.0853 | 2000 | Yes
2013-11-25 | 0 | 0 | 0.219 | 3.609 | 124614.1711 | 0 | 0 | 0 | 0 | 0 | 0 | 0 | 1200 | 1200 | 0 | 0 | 9 | 3427.2 | 3153.024 | 0 | 3153.024 | 1200 | 2000 | Yes
2013-11-26 | 0.2 | 0.02 | 0.219 | 3.41 | 124614.1711 | 2492.2834 | 4232.1413 | 1.1756 | 100 | 0.1 | 0.2 | 55.5556 | 1200 | 1256.7312 | 0 | 0 | 9 | 3427.2 | 3153.024 | 0 | 3153.024 | 1256.7312 | 2000 | Yes
2013-11-27 | 3.6 | 0.36 | 0.219 | 3.551 | 124614.1711 | 44861.1016 | 76178.5426 | 21.1607 | 1800 | 1.8 | 3.6 | 1000 | 1200 | 2221.1607 | 0 | 0 | 9 | 3427.2 | 3153.024 | 0 | 3153.024 | 2221.1607 | 2000 | Yes
2013-11-28 | 2.4 | 0.24 | 0.219 | 3.572 | 124614.1711 | 29907.4011 | 50785.695 | 14.1071 | 1200 | 1.2 | 2.4 | 666.6667 | 1200 | 1880.7738 | 0 | 0 | 9 | 3427.2 | 3153.024 | 0 | 3153.024 | 1880.7738 | 2000 | Yes
2013-11-29 | 10.2 | 1.02 | 0.219 | 4.373 | 124614.1711 | 127106.4545 | 215839.2039 | 59.9553 | 5100 | 5.1 | 10.2 | 2833.3333 | 1200 | 4093.2887 | 0 | 0 | 9 | 3427.2 | 3153.024 | 0 | 3153.024 | 4093.2887 | 763.0607 | Yes
2013-11-30 | 26.6 | 2.5 | 0.219 | 6.654 | 124614.1711 | 311535.4278 | 529017.6566 | 146.9493 | 12500 | 12.5 | 25 | 6944.4444 | 1200 | 8291.3938 | 0 | 0 | 9 | 3427.2 | 3153.024 | 0 | 3153.024 | 3638.3652 | 0 | No
2013-12-01 | 5.4 | 0.54 | 0.219 | 6.975 | 124614.1711 | 67291.6524 | 114267.8138 | 31.7411 | 2700 | 2.7 | 5.4 | 1500 | 1200 | 2731.7411 | 0 | 0 | 8.25 | 3141.6 | 2890.272 | 0 | 2890.272 | 2663.6747 | 0 | No
2013-12-02 | 0 | 0 | 0.219 | 6.756 | 124614.1711 | 0 | 0 | 0 | 0 | 0 | 0 | 0 | 1200 | 1200 | 0 | 0 | 8.25 | 3141.6 | 2890.272 | 0 | 2890.272 | 1200 | 1524.6611 | Yes
2013-12-03 | 0 | 0 | 0.219 | 6.537 | 124614.1711 | 0 | 0 | 0 | 0 | 0 | 0 | 0 | 1200 | 1200 | 0 | 0 | 8.25 | 3141.6 | 2890.272 | 0 | 2890.272 | 1200 | 2000 | Yes
2013-12-04 | 0 | 0 | 0.219 | 6.318 | 124614.1711 | 0 | 0 | 0 | 0 | 0 | 0 | 0 | 1200 | 1200 | 0 | 0 | 8.25 | 3141.6 | 2890.272 | 0 | 2890.272 | 1200 | 2000 | Yes
2013-12-05 | 0 | 0 | 0.219 | 6.099 | 124614.1711 | 0 | 0 | 0 | 0 | 0 | 0 | 0 | 1200 | 1200 | 0 | 0 | 8.25 | 3141.6 | 2890.272 | 0 | 2890.272 | 1200 | 2000 | Yes
2013-12-06 | 0 | 0 | 0.219 | 5.88 | 124614.1711 | 0 | 0 | 0 | 0 | 0 | 0 | 0 | 1200 | 1200 | 0 | 0 | 8.25 | 3141.6 | 2890.272 | 0 | 2890.272 | 1200 | 2000 | Yes
2013-12-07 | 0 | 0 | 0.219 | 5.661 | 124614.1711 | 0 | 0 | 0 | 0 | 0 | 0 | 0 | 1200 | 1200 | 0 | 0 | 8.25 | 3141.6 | 2890.272 | 0 | 2890.272 | 1200 | 2000 | Yes
2013-12-08 | 0 | 0 | 0.219 | 5.442 | 124614.1711 | 0 | 0 | 0 | 0 | 0 | 0 | 0 | 1200 | 1200 | 0 | 0 | 8.25 | 3141.6 | 2890.272 | 0 | 2890.272 | 1200 | 2000 | Yes
2013-12-09 | 0 | 0 | 0.219 | 5.223 | 124614.1711 | 0 | 0 | 0 | 0 | 0 | 0 | 0 | 1200 | 1200 | 0 | 0 | 8.25 | 3141.6 | 2890.272 | 0 | 2890.272 | 1200 | 2000 | Yes
2013-12-10 | 0 | 0 | 0.219 | 5.004 | 124614.1711 | 0 | 0 | 0 | 0 | 0 | 0 | 0 | 1200 | 1200 | 0 | 0 | 8.25 | 3141.6 | 2890.272 | 0 | 2890.272 | 1200 | 2000 | Yes
2013-12-11 | 3.2 | 0.32 | 0.219 | 5.105 | 124614.1711 | 39876.5348 | 67714.26 | 18.8095 | 1600 | 1.6 | 3.2 | 888.8889 | 1200 | 2107.6984 | 0 | 0 | 8.25 | 3141.6 | 2890.272 | 0 | 2890.272 | 2107.6984 | 2000 | Yes
2013-12-12 | 1.8 | 0.18 | 0.219 | 5.066 | 124614.1711 | 22430.5508 | 38089.2713 | 10.5804 | 900 | 0.9 | 1.8 | 500 | 1200 | 1710.5804 | 0 | 0 | 8.25 | 3141.6 | 2890.272 | 0 | 2890.272 | 1710.5804 | 2000 | Yes
2013-12-13 | 10.4 | 1.04 | 0.219 | 5.887 | 124614.1711 | 129598.738 | 220071.3452 | 61.1309 | 5200 | 5.2 | 10.4 | 2888.8889 | 1200 | 4150.0198 | 0 | 0 | 8.25 | 3141.6 | 2890.272 | 0 | 2890.272 | 4150.0198 | 451.7238 | Yes
2013-12-14 | 26 | 2.5 | 0.219 | 8.168 | 124614.1711 | 311535.4278 | 529017.6566 | 146.9493 | 12500 | 12.5 | 25 | 6944.4444 | 1200 | 8291.3938 | 0 | 0 | 8.25 | 3141.6 | 2890.272 | 0 | 2890.272 | 3097.3295 | 0 | No
2013-12-15 | 0.8 | 0.08 | 0.219 | 8.029 | 124614.1711 | 9969.1337 | 16928.565 | 4.7024 | 400 | 0.4 | 0.8 | 222.2222 | 1200 | 1426.9246 | 0 | 0 | 8.25 | 3141.6 | 2890.272 | 0 | 2890.272 | 1426.9246 | 1288.2813 | Yes
2013-12-16 | 11.8 | 1.18 | 0.219 | 8.99 | 124614.1711 | 147044.7219 | 249696.3339 | 69.3601 | 5900 | 5.9 | 11.8 | 3277.7778 | 1200 | 4547.1379 | 0 | 0 | 8.25 | 3141.6 | 2890.272 | 0 | 2890.272 | 3900.4247 | 0 | No
2013-12-17 | 4.6 | 0.46 | 0.219 | 9.231 | 124614.1711 | 57322.5187 | 97339.2488 | 27.0387 | 2300 | 2.3 | 4.6 | 1277.7778 | 1200 | 2504.8165 | 0 | 0 | 8.25 | 3141.6 | 2890.272 | 0 | 2890.272 | 2504.8165 | 165.4773 | Yes
2013-12-18 | 0 | 0 | 0.219 | 9.012 | 124614.1711 | 0 | 0 | 0 | 0 | 0 | 0 | 0 | 1200 | 1200 | 0 | 0 | 8.25 | 3141.6 | 2890.272 | 0 | 2890.272 | 1200 | 1690.1384 | Yes
2013-12-19 | 0 | 0 | 0.219 | 8.793 | 124614.1711 | 0 | 0 | 0 | 0 | 0 | 0 | 0 | 1200 | 1200 | 0 | 0 | 8.25 | 3141.6 | 2890.272 | 0 | 2890.272 | 1200 | 2000 | Yes
2013-12-20 | 3.8 | 0.38 | 0.219 | 8.954 | 124614.1711 | 47353.385 | 80410.6838 | 22.3363 | 1900 | 1.9 | 3.8 | 1055.5556 | 1200 | 2277.8919 | 0 | 0 | 8.25 | 3141.6 | 2890.272 | 0 | 2890.272 | 2277.8919 | 2000 | Yes
2013-12-21 | 7.6 | 0.76 | 0.219 | 9.495 | 124614.1711 | 94706.7701 | 160821.3676 | 44.6726 | 3800 | 3.8 | 7.6 | 2111.1111 | 1200 | 3355.7837 | 0 | 0 | 8.25 | 3141.6 | 2890.272 | 0 | 2890.272 | 3355.7837 | 1279.0531 | Yes
2013-12-22 | 20.6 | 2.06 | 0.219 | 11.336 | 124614.1711 | 256705.1925 | 435910.5491 | 121.0863 | 10300 | 10.3 | 20.6 | 5722.2222 | 1200 | 7043.3085 | 0 | 0 | 8.25 | 3141.6 | 2890.272 | 0 | 2890.272 | 3891.5656 | 0 | No
2013-12-23 | 1.4 | 0.14 | 0.219 | 11.257 | 124614.1711 | 17445.984 | 29624.9888 | 8.2292 | 700 | 0.7 | 1.4 | 388.8889 | 1200 | 1597.1181 | 0 | 0 | 8.25 | 3141.6 | 2890.272 | 0 | 2890.272 | 1597.1181 | 1110.9965 | Yes
2013-12-24 | 3.8 | 0.38 | 0.219 | 11.418 | 124614.1711 | 47353.385 | 80410.6838 | 22.3363 | 1900 | 1.9 | 3.8 | 1055.5556 | 1200 | 2277.8919 | 0 | 0 | 8.25 | 3141.6 | 2890.272 | 0 | 2890.272 | 2277.8919 | 1512.8536 | Yes
2013-12-25 | 25.6 | 2.5 | 0.219 | 13.699 | 124614.1711 | 311535.4278 | 529017.6566 | 146.9493 | 12500 | 12.5 | 25 | 6944.4444 | 1200 | 8291.3938 | 0 | 0 | 8.25 | 3141.6 | 2890.272 | 0 | 2890.272 | 4116.0141 | 0 | No
2013-12-26 | 24.8 | 2.48 | 0.219 | 15.96 | 124614.1711 | 309043.1444 | 524785.5154 | 145.7738 | 12400 | 12.4 | 24.8 | 6888.8889 | 1200 | 8234.6626 | 0 | 0 | 8.25 | 3141.6 | 2890.272 | 0 | 2890.272 | 2663.6747 | 0 | No
2013-12-27 | 2.2 | 0.22 | 0.219 | 15.961 | 124614.1711 | 27415.1176 | 46553.5538 | 12.9315 | 1100 | 1.1 | 2.2 | 611.1111 | 1200 | 1824.0427 | 0 | 0 | 8.25 | 3141.6 | 2890.272 | 0 | 2890.272 | 1824.0427 | 874.6167 | Yes
2013-12-28 | 21.8 | 2.18 | 0.219 | 17.922 | 124614.1711 | 271658.893 | 461303.3966 | 128.1398 | 10900 | 10.9 | 21.8 | 6055.5556 | 1200 | 7383.6954 | 0 | 0 | 8.25 | 3141.6 | 2890.272 | 0 | 2890.272 | 3503.3067 | 0 | No
2013-12-29 | 2.4 | 0.24 | 0.219 | 17.943 | 124614.1711 | 29907.4011 | 50785.695 | 14.1071 | 1200 | 1.2 | 2.4 | 666.6667 | 1200 | 1880.7738 | 0 | 0 | 8.25 | 3141.6 | 2890.272 | 0 | 2890.272 | 1880.7738 | 815.5217 | Yes
2013-12-30 | 2.8 | 0.28 | 0.219 | 18.004 | 124614.1711 | 34891.9679 | 59249.9775 | 16.4583 | 1400 | 1.4 | 2.8 | 777.7778 | 1200 | 1994.2361 | 0 | 0 | 8.25 | 3141.6 | 2890.272 | 0 | 2890.272 | 1994.2361 | 1512.8536 | Yes
2013-12-31 | 0.2 | 0.02 | 0.219 | 17.805 | 124614.1711 | 2492.2834 | 4232.1413 | 1.1756 | 100 | 0.1 | 0.2 | 55.5556 | 1200 | 1256.7312 | 0 | 0 | 8.25 | 3141.6 | 2890.272 | 0 | 2890.272 | 1256.7312 | 2000 | Yes
Totals | 985.2 |  | 79.935 | 1455.365 |  |  |  | 5745.1318 |  | 488.7 |  | 271500 | 438000 | 715245.1318 | 0 | 0 | 4434.75 |  | 1553652.576 | 0 | 1553652.576 | 665597.506 |  | 344

## Consumption
Parameters
Area Catchment | 100 | m^2
Storage Tank Volume | 17 | m^3 |  | Days Consumption Not Met | 0
Collection Tank | 2.5 | m^3 |  | Total Volume Through Pump [L] | 80237.2258
Volume Initial | 0 | m^3 |  | Total Volume Out of Storage Tank [L] | 73146
Consumption | 219 | L/day |  | Total Pump Hours [hr] | 44.586
Date Consumption Start | 2013-02-01
Pump Flow | 0.00049989 | m^3/s
System Flow | 0.00063133 | m^3/s
Weather Data | Station 3 2013
Date | Daily Rainfall (mm) | Qin (m^3/day) | Q through Pump (m^3/day) | Enough Energy for UV? | Pump Hours | System Out (m^3) | Water in Tank (m^3) | Meets Consumption | Station 1 2014 |  | Station 1 2015 |  | Station 2 2015 |  | Station 3 2013
2013-01-01 | 0 | 0 | 0 | TRUE | 0 | 0 | 0 | Yes | 2014-01-01 | 18.8 | 2015-01-01 | 7.8 | 2015-01-01 | 0 | 2013-01-01 | 0
2013-01-02 | 0 | 0 | 0 | TRUE | 0 | 0 | 0 | Yes | 2014-01-02 | 19.8 | 2015-01-02 | 1 | 2015-01-02 | 1.4 | 2013-01-02 | 0
2013-01-03 | 0 | 0 | 0 | TRUE | 0 | 0 | 0 | Yes | 2014-01-03 | 0 | 2015-01-03 | 13.4 | 2015-01-03 | 7.8 | 2013-01-03 | 0
2013-01-04 | 0 | 0 | 0 | TRUE | 0 | 0 | 0 | Yes | 2014-01-04 | 0 | 2015-01-04 | 64.2 | 2015-01-04 | 29.6 | 2013-01-04 | 0
2013-01-05 | 4.4 | 0.44 | 0.44 | TRUE | 0.2445 | 0 | 0.44 | Yes | 2014-01-05 | 0 | 2015-01-05 | 32.2 | 2015-01-05 | 6 | 2013-01-05 | 4.4
2013-01-06 | 5.6 | 0.56 | 0.56 | TRUE | 0.31118 | 0 | 1 | Yes | 2014-01-06 | 5 | 2015-01-06 | 2.8 | 2015-01-06 | 0 | 2013-01-06 | 5.6
2013-01-07 | 5 | 0.5 | 0.5 | TRUE | 0.27784 | 0 | 1.5 | Yes | 2014-01-07 | 20.4 | 2015-01-07 | 0 | 2015-01-07 | 0 | 2013-01-07 | 5
2013-01-08 | 2.6 | 0.26 | 0.26 | TRUE | 0.14448 | 0 | 1.76 | Yes | 2014-01-08 | 24.8 | 2015-01-08 | 0 | 2015-01-08 | 0 | 2013-01-08 | 2.6
2013-01-09 | 0.2 | 0.02 | 0.02 | TRUE | 0.011114 | 0 | 1.78 | Yes | 2014-01-09 | 34 | 2015-01-09 | 0.8 | 2015-01-09 | 1 | 2013-01-09 | 0.2
2013-01-10 | 0 | 0 | 0 | TRUE | 0 | 0 | 1.78 | Yes | 2014-01-10 | 44.6 | 2015-01-10 | 0 | 2015-01-10 | 0.6 | 2013-01-10 | 0
2013-01-11 | 0 | 0 | 0 | TRUE | 0 | 0 | 1.78 | Yes | 2014-01-11 | 14.4 | 2015-01-11 | 0 | 2015-01-11 | 1.6 | 2013-01-11 | 0
2013-01-12 | 0 | 0 | 0 | TRUE | 0 | 0 | 1.78 | Yes | 2014-01-12 | 50.2 | 2015-01-12 | 0 | 2015-01-12 | 0 | 2013-01-12 | 0
2013-01-13 | 0 | 0 | 0 | TRUE | 0 | 0 | 1.78 | Yes | 2014-01-13 | 9.6 | 2015-01-13 | 0 | 2015-01-13 | 0 | 2013-01-13 | 0
2013-01-14 | 0 | 0 | 0 | TRUE | 0 | 0 | 1.78 | Yes | 2014-01-14 | 5.8 | 2015-01-14 | 0.4 | 2015-01-14 | 0 | 2013-01-14 | 0
2013-01-15 | 1 | 0.1 | 0.1 | TRUE | 0.055568 | 0 | 1.88 | Yes | 2014-01-15 | 1.6 | 2015-01-15 | 35.4 | 2015-01-15 | 12.4 | 2013-01-15 | 1
2013-01-16 | 1.2 | 0.12 | 0.12 | TRUE | 0.066681 | 0 | 2 | Yes | 2014-01-16 | 0.8 | 2015-01-16 | 6 | 2015-01-16 | 1.6 | 2013-01-16 | 1.2
2013-01-17 | 2.2 | 0.22 | 0.22 | TRUE | 0.12225 | 0 | 2.22 | Yes | 2014-01-17 | 0 | 2015-01-17 | 20.4 | 2015-01-17 | 28.8 | 2013-01-17 | 2.2
2013-01-18 | 0 | 0 | 0 | TRUE | 0 | 0 | 2.22 | Yes | 2014-01-18 | 2.6 | 2015-01-18 | 16.6 | 2015-01-18 | 1 | 2013-01-18 | 0
2013-01-19 | 0 | 0 | 0 | TRUE | 0 | 0 | 2.22 | Yes | 2014-01-19 | 1 | 2015-01-19 | 2.6 | 2015-01-19 | 0 | 2013-01-19 | 0
2013-01-20 | 0 | 0 | 0 | TRUE | 0 | 0 | 2.22 | Yes | 2014-01-20 | 0.6 | 2015-01-20 | 0.4 | 2015-01-20 | 0 | 2013-01-20 | 0
2013-01-21 | 0 | 0 | 0 | TRUE | 0 | 0 | 2.22 | Yes | 2014-01-21 | 0.8 | 2015-01-21 | 18.4 | 2015-01-21 | 7.2 | 2013-01-21 | 0
2013-01-22 | 0.2 | 0.02 | 0.02 | TRUE | 0.011114 | 0 | 2.24 | Yes | 2014-01-22 | 0.6 | 2015-01-22 | 14 | 2015-01-22 | 5.2 | 2013-01-22 | 0.2
2013-01-23 | 6.4 | 0.64 | 0.64 | TRUE | 0.35563 | 0 | 2.88 | Yes | 2014-01-23 | 0 | 2015-01-23 | 90.8 | 2015-01-23 | 5.6 | 2013-01-23 | 6.4
2013-01-24 | 2.2 | 0.22 | 0.22 | TRUE | 0.12225 | 0 | 3.1 | Yes | 2014-01-24 | 0 | 2015-01-24 | 40 | 2015-01-24 | 6.6 | 2013-01-24 | 2.2
2013-01-25 | 0.2 | 0.02 | 0.02 | TRUE | 0.011114 | 0 | 3.12 | Yes | 2014-01-25 | 0 | 2015-01-25 | 1.8 | 2015-01-25 | 0 | 2013-01-25 | 0.2
2013-01-26 | 1.6 | 0.16 | 0.16 | TRUE | 0.088908 | 0 | 3.28 | Yes | 2014-01-26 | 0 | 2015-01-26 | 2.8 | 2015-01-26 | 0 | 2013-01-26 | 1.6
2013-01-27 | 4.6 | 0.46 | 0.46 | TRUE | 0.25561 | 0 | 3.74 | Yes | 2014-01-27 | 17.6 | 2015-01-27 | 2.8 | 2015-01-27 | 0.6 | 2013-01-27 | 4.6
2013-01-28 | 10.4 | 1.04 | 1.04 | TRUE | 0.5779 | 0 | 4.78 | Yes | 2014-01-28 | 0 | 2015-01-28 | 0 | 2015-01-28 | 0 | 2013-01-28 | 10.4
2013-01-29 | 10.8 | 1.08 | 0.7258 | TRUE | 0.40331 | 0 | 5.5058 | Yes | 2014-01-29 | 0 | 2015-01-29 | 0 | 2015-01-29 | 0 | 2013-01-29 | 10.8
2013-01-30 | 6.2 | 0.62 | 0.54446 | TRUE | 0.30254 | 0 | 6.0503 | Yes | 2014-01-30 | 0 | 2015-01-30 | 0.6 | 2015-01-30 | 0 | 2013-01-30 | 6.2
2013-01-31 | 1.4 | 0.14 | 0.14 | TRUE | 0.077795 | 0 | 6.1903 | Yes | 2014-01-31 | 2.6 | 2015-01-31 | 5.8 | 2015-01-31 | 1.2 | 2013-01-31 | 1.4
2013-02-01 | 0 | 0 | 0 | TRUE | 0 | 0.219 | 5.9713 | Yes | 2014-02-01 | 2.6 | 2015-02-01 | 8 | 2015-02-01 | 1.8 | 2013-02-01 | 0
2013-02-02 | 1 | 0.1 | 0.1 | TRUE | 0.055568 | 0.219 | 5.8523 | Yes | 2014-02-02 | 0 | 2015-02-02 | 27 | 2015-02-02 | 4 | 2013-02-02 | 1
2013-02-03 | 8 | 0.8 | 0.8 | TRUE | 0.44454 | 0.219 | 6.4333 | Yes | 2014-02-03 | 0 | 2015-02-03 | 0.6 | 2015-02-03 | 1.4 | 2013-02-03 | 8
2013-02-04 | 1.6 | 0.16 | 0.16 | TRUE | 0.088908 | 0.219 | 6.3743 | Yes | 2014-02-04 | 0 | 2015-02-04 | 36 | 2015-02-04 | 17 | 2013-02-04 | 1.6
2013-02-05 | 3.8 | 0.38 | 0.38 | TRUE | 0.21116 | 0.219 | 6.5353 | Yes | 2014-02-05 | 0 | 2015-02-05 | 27.2 | 2015-02-05 | 39.6 | 2013-02-05 | 3.8
2013-02-06 | 0.2 | 0.02 | 0.02 | TRUE | 0.011114 | 0.219 | 6.3363 | Yes | 2014-02-06 | 0 | 2015-02-06 | 28.2 | 2015-02-06 | 9.8 | 2013-02-06 | 0.2
2013-02-07 | 1.6 | 0.16 | 0.16 | TRUE | 0.088908 | 0.219 | 6.2773 | Yes | 2014-02-07 | 0 | 2015-02-07 | 39.2 | 2015-02-07 | 11.4 | 2013-02-07 | 1.6
2013-02-08 | 0.2 | 0.02 | 0.02 | TRUE | 0.011114 | 0.219 | 6.0783 | Yes | 2014-02-08 | 0 | 2015-02-08 | 6.6 | 2015-02-08 | 13.2 | 2013-02-08 | 0.2
2013-02-09 | 0 | 0 | 0 | TRUE | 0 | 0.219 | 5.8593 | Yes | 2014-02-09 | 12.2 | 2015-02-09 | 3.2 | 2015-02-09 | 11.8 | 2013-02-09 | 0
2013-02-10 | 1 | 0.1 | 0.1 | TRUE | 0.055568 | 0.219 | 5.7403 | Yes | 2014-02-10 | 13.4 | 2015-02-10 | 0.2 | 2015-02-10 | 0.8 | 2013-02-10 | 1
2013-02-11 | 1.4 | 0.14 | 0.14 | TRUE | 0.077795 | 0.219 | 5.6613 | Yes | 2014-02-11 | 46.6 | 2015-02-11 | 19.6 | 2015-02-11 | 1 | 2013-02-11 | 1.4
2013-02-12 | 4.6 | 0.46 | 0.46 | TRUE | 0.25561 | 0.219 | 5.9023 | Yes | 2014-02-12 | 16.8 | 2015-02-12 | 30.4 | 2015-02-12 | 12.8 | 2013-02-12 | 4.6
2013-02-13 | 3 | 0.3 | 0.3 | TRUE | 0.1667 | 0.219 | 5.9833 | Yes | 2014-02-13 | 15.6 | 2015-02-13 | 19 | 2015-02-13 | 16.2 | 2013-02-13 | 3
2013-02-14 | 5.6 | 0.56 | 0.56 | TRUE | 0.31118 | 0.219 | 6.3243 | Yes | 2014-02-14 | 3 | 2015-02-14 | 0.2 | 2015-02-14 | 0 | 2013-02-14 | 5.6
2013-02-15 | 2.4 | 0.24 | 0.24 | TRUE | 0.13336 | 0.219 | 6.3453 | Yes | 2014-02-15 | 11.6 | 2015-02-15 | 0 | 2015-02-15 | 0 | 2013-02-15 | 2.4
2013-02-16 | 0 | 0 | 0 | TRUE | 0 | 0.219 | 6.1263 | Yes | 2014-02-16 | 19 | 2015-02-16 | 0 | 2015-02-16 | 0 | 2013-02-16 | 0
2013-02-17 | 0 | 0 | 0 | TRUE | 0 | 0.219 | 5.9073 | Yes | 2014-02-17 | 9.2 | 2015-02-17 | 0 | 2015-02-17 | 0 | 2013-02-17 | 0
2013-02-18 | 0 | 0 | 0 | TRUE | 0 | 0.219 | 5.6883 | Yes | 2014-02-18 | 12.6 | 2015-02-18 | 4 | 2015-02-18 | 0 | 2013-02-18 | 0
2013-02-19 | 0 | 0 | 0 | TRUE | 0 | 0.219 | 5.4693 | Yes | 2014-02-19 | 21.8 | 2015-02-19 | 11 | 2015-02-19 | 0 | 2013-02-19 | 0
2013-02-20 | 2.2 | 0.22 | 0.22 | TRUE | 0.12225 | 0.219 | 5.4703 | Yes | 2014-02-20 | 2.4 | 2015-02-20 | 0.4 | 2015-02-20 | 0 | 2013-02-20 | 2.2
2013-02-21 | 9 | 0.9 | 0.9 | TRUE | 0.50011 | 0.219 | 6.1513 | Yes | 2014-02-21 | 0.8 | 2015-02-21 | 0 | 2015-02-21 | 0 | 2013-02-21 | 9
2013-02-22 | 10.6 | 1.06 | 1.06 | TRUE | 0.58902 | 0.219 | 6.9923 | Yes | 2014-02-22 | 4.8 | 2015-02-22 | 0 | 2015-02-22 | 0 | 2013-02-22 | 10.6
2013-02-23 | 4.6 | 0.46 | 0.46 | TRUE | 0.25561 | 0.219 | 7.2333 | Yes | 2014-02-23 | 14.6 | 2015-02-23 | 0 | 2015-02-23 | 0 | 2013-02-23 | 4.6
2013-02-24 | 23.6 | 2.36 | 1.1177 | TRUE | 0.62106 | 0.219 | 8.1319 | Yes | 2014-02-24 | 6.8 | 2015-02-24 | 0.2 | 2015-02-24 | 0 | 2013-02-24 | 23.6
2013-02-25 | 1.6 | 0.16 | 0.16 | TRUE | 0.088908 | 0.219 | 8.0729 | Yes | 2014-02-25 | 0 | 2015-02-25 | 4.6 | 2015-02-25 | 1.6 | 2013-02-25 | 1.6
2013-02-26 | 2.2 | 0.22 | 0.22 | TRUE | 0.12225 | 0.219 | 8.0739 | Yes | 2014-02-26 | 0.8 | 2015-02-26 | 8.8 | 2015-02-26 | 8.2 | 2013-02-26 | 2.2
2013-02-27 | 0.2 | 0.02 | 0.02 | TRUE | 0.011114 | 0.219 | 7.8749 | Yes | 2014-02-27 | 0 | 2015-02-27 | 0.4 | 2015-02-27 | 0 | 2013-02-27 | 0.2
2013-02-28 | 8.6 | 0.86 | 0.86 | TRUE | 0.47788 | 0.219 | 8.5159 | Yes | 2014-02-28 | 0.4 | 2015-02-28 | 0 | 2015-02-28 | 0 | 2013-02-28 | 8.6
2013-03-01 | 20 | 2 | 1.4522 | TRUE | 0.80693 | 0.219 | 9.7491 | Yes | 2014-03-01 | 2 | 2015-03-01 | 1.2 | 2015-03-01 | 2.2 | 2013-03-01 | 20
2013-03-02 | 4.4 | 0.44 | 0.44 | TRUE | 0.2445 | 0.219 | 9.9701 | Yes | 2014-03-02 | 19 | 2015-03-02 | 0 | 2015-03-02 | 0 | 2013-03-02 | 4.4
2013-03-03 | 0 | 0 | 0 | TRUE | 0 | 0.219 | 9.7511 | Yes | 2014-03-03 | 1 | 2015-03-03 | 0 | 2015-03-03 | 0 | 2013-03-03 | 0
2013-03-04 | 0 | 0 | 0 | TRUE | 0 | 0.219 | 9.5321 | Yes | 2014-03-04 | 2.4 | 2015-03-04 | 0.4 | 2015-03-04 | 0 | 2013-03-04 | 0
2013-03-05 | 0 | 0 | 0 | TRUE | 0 | 0.219 | 9.3131 | Yes | 2014-03-05 | 23.8 | 2015-03-05 | 1.8 | 2015-03-05 | 0 | 2013-03-05 | 0
2013-03-06 | 0 | 0 | 0 | TRUE | 0 | 0.219 | 9.0941 | Yes | 2014-03-06 | 8.6 | 2015-03-06 | 0.8 | 2015-03-06 | 0 | 2013-03-06 | 0
2013-03-07 | 0 | 0 | 0 | TRUE | 0 | 0.219 | 8.8751 | Yes | 2014-03-07 | 34 | 2015-03-07 | 0 | 2015-03-07 | 0 | 2013-03-07 | 0
2013-03-08 | 0 | 0 | 0 | TRUE | 0 | 0.219 | 8.6561 | Yes | 2014-03-08 | 52.4 | 2015-03-08 | 0.4 | 2015-03-08 | 0 | 2013-03-08 | 0
2013-03-09 | 0.8 | 0.08 | 0.08 | TRUE | 0.044454 | 0.219 | 8.5171 | Yes | 2014-03-09 | 10.6 | 2015-03-09 | 0.4 | 2015-03-09 | 0 | 2013-03-09 | 0.8
2013-03-10 | 0 | 0 | 0 | TRUE | 0 | 0.219 | 8.2981 | Yes | 2014-03-10 | 2.4 | 2015-03-10 | 2.8 | 2015-03-10 | 0.8 | 2013-03-10 | 0
2013-03-11 | 4 | 0.4 | 0.4 | TRUE | 0.22227 | 0.219 | 8.4791 | Yes | 2014-03-11 | 0 | 2015-03-11 | 13.6 | 2015-03-11 | 6.4 | 2013-03-11 | 4
2013-03-12 | 22.8 | 2.28 | 1.597 | TRUE | 0.88739 | 0.219 | 9.857 | Yes | 2014-03-12 | 2.8 | 2015-03-12 | 8.6 | 2015-03-12 | 0.8 | 2013-03-12 | 22.8
2013-03-13 | 25.2 | 2.5 | 0.92008 | TRUE | 0.51127 | 0.219 | 10.5581 | Yes | 2014-03-13 | 20.2 | 2015-03-13 | 17.4 | 2015-03-13 | 8.4 | 2013-03-13 | 25.2
2013-03-14 | 5.6 | 0.56 | 0.56 | TRUE | 0.31118 | 0.219 | 10.8991 | Yes | 2014-03-14 | 13.8 | 2015-03-14 | 0.6 | 2015-03-14 | 1 | 2013-03-14 | 5.6
2013-03-15 | 1.4 | 0.14 | 0.14 | TRUE | 0.077795 | 0.219 | 10.8201 | Yes | 2014-03-15 | 22.8 | 2015-03-15 | 0 | 2015-03-15 | 0 | 2013-03-15 | 1.4
2013-03-16 | 0 | 0 | 0 | TRUE | 0 | 0.219 | 10.6011 | Yes | 2014-03-16 | 5.4 | 2015-03-16 | 0 | 2015-03-16 | 0 | 2013-03-16 | 0
2013-03-17 | 1.8 | 0.18 | 0.18 | TRUE | 0.10002 | 0.219 | 10.5621 | Yes | 2014-03-17 | 0.4 | 2015-03-17 | 0 | 2015-03-17 | 0 | 2013-03-17 | 1.8
2013-03-18 | 0 | 0 | 0 | TRUE | 0 | 0.219 | 10.3431 | Yes | 2014-03-18 | 31 | 2015-03-18 | 31 | 2015-03-18 | 7.4 | 2013-03-18 | 0
2013-03-19 | 7.6 | 0.76 | 0.76 | TRUE | 0.42231 | 0.219 | 10.8841 | Yes | 2014-03-19 | 1.6 | 2015-03-19 | 35.4 | 2015-03-19 | 10 | 2013-03-19 | 7.6
2013-03-20 | 3 | 0.3 | 0.3 | TRUE | 0.1667 | 0.219 | 10.9651 | Yes | 2014-03-20 | 1.6 | 2015-03-20 | 28.6 | 2015-03-20 | 15.2 | 2013-03-20 | 3
2013-03-21 | 0 | 0 | 0 | TRUE | 0 | 0.219 | 10.7461 | Yes | 2014-03-21 | 7.6 | 2015-03-21 | 0 | 2015-03-21 | 0.2 | 2013-03-21 | 0
2013-03-22 | 0 | 0 | 0 | TRUE | 0 | 0.219 | 10.5271 | Yes | 2014-03-22 | 2.6 | 2015-03-22 | 7 | 2015-03-22 | 4.4 | 2013-03-22 | 0
2013-03-23 | 0 | 0 | 0 | TRUE | 0 | 0.219 | 10.3081 | Yes | 2014-03-23 | 0 | 2015-03-23 | 9.6 | 2015-03-23 | 8.2 | 2013-03-23 | 0
2013-03-24 | 0 | 0 | 0 | TRUE | 0 | 0.219 | 10.0891 | Yes | 2014-03-24 | 4 | 2015-03-24 | 18.2 | 2015-03-24 | 11.8 | 2013-03-24 | 0
2013-03-25 | 0.4 | 0.04 | 0.04 | TRUE | 0.022227 | 0.219 | 9.9101 | Yes | 2014-03-25 | 31 | 2015-03-25 | 104.4 | 2015-03-25 | 5.4 | 2013-03-25 | 0.4
2013-03-26 | 0.8 | 0.08 | 0.08 | TRUE | 0.044454 | 0.219 | 9.7711 | Yes | 2014-03-26 | 0.2 | 2015-03-26 | 33.2 | 2015-03-26 | 0 | 2013-03-26 | 0.8
2013-03-27 | 0 | 0 | 0 | TRUE | 0 | 0.219 | 9.5521 | Yes | 2014-03-27 | 4.4 | 2015-03-27 | 26.2 | 2015-03-27 | 12.8 | 2013-03-27 | 0
2013-03-28 | 0 | 0 | 0 | TRUE | 0 | 0.219 | 9.3331 | Yes | 2014-03-28 | 23.6 | 2015-03-28 | 68.8 | 2015-03-28 | 4.6 | 2013-03-28 | 0
2013-03-29 | 0 | 0 | 0 | TRUE | 0 | 0.219 | 9.1141 | Yes | 2014-03-29 | 41.6 | 2015-03-29 | 10 | 2015-03-29 | 11.8 | 2013-03-29 | 0
2013-03-30 | 0 | 0 | 0 | TRUE | 0 | 0.219 | 8.8951 | Yes | 2014-03-30 | 3 | 2015-03-30 | 37.7 | 2015-03-30 | 22 | 2013-03-30 | 0
2013-03-31 | 0 | 0 | 0 | TRUE | 0 | 0.219 | 8.6761 | Yes | 2014-03-31 | 0 | 2015-03-31 | 11.6 | 2015-03-31 | 2 | 2013-03-31 | 0
2013-04-01 | 0 | 0 | 0 | TRUE | 0 | 0.219 | 8.4571 | Yes | 2014-04-01 | 0 | 2015-04-01 | 0 | 2015-04-01 | 0 | 2013-04-01 | 0
2013-04-02 | 0 | 0 | 0 | TRUE | 0 | 0.219 | 8.2381 | Yes | 2014-04-02 | 5.6 | 2015-04-02 | 33.7 | 2015-04-02 | 0.4 | 2013-04-02 | 0
2013-04-03 | 0 | 0 | 0 | TRUE | 0 | 0.219 | 8.0191 | Yes | 2014-04-03 | 20.4 | 2015-04-03 | 9 | 2015-04-03 | 6.2 | 2013-04-03 | 0
2013-04-04 | 9.8 | 0.98 | 0.98 | TRUE | 0.54456 | 0.219 | 8.7801 | Yes | 2014-04-04 | 2.6 | 2015-04-04 | 8.4 | 2015-04-04 | 1.4 | 2013-04-04 | 9.8
2013-04-05 | 2.2 | 0.22 | 0.22 | TRUE | 0.12225 | 0.219 | 8.7811 | Yes | 2014-04-05 | 15.9 | 2015-04-05 | 0.6 | 2015-04-05 | 0 | 2013-04-05 | 2.2
2013-04-06 | 3.4 | 0.34 | 0.34 | TRUE | 0.18893 | 0.219 | 8.9021 | Yes | 2014-04-06 | 9.4 | 2015-04-06 | 0 | 2015-04-06 | 0 | 2013-04-06 | 3.4
2013-04-07 | 0 | 0 | 0 | TRUE | 0 | 0.219 | 8.6831 | Yes | 2014-04-07 | 13.6 | 2015-04-07 | 0 | 2015-04-07 | 0 | 2013-04-07 | 0
2013-04-08 | 2 | 0.2 | 0.2 | TRUE | 0.11114 | 0.219 | 8.6641 | Yes | 2014-04-08 | 5.6 | 2015-04-08 | 0 | 2015-04-08 | 0 | 2013-04-08 | 2
2013-04-09 | 0 | 0 | 0 | TRUE | 0 | 0.219 | 8.4451 | Yes | 2014-04-09 | 0 | 2015-04-09 | 3.2 | 2015-04-09 | 0 | 2013-04-09 | 0
2013-04-10 | 1.2 | 0.12 | 0.12 | TRUE | 0.066681 | 0.219 | 8.3461 | Yes | 2014-04-10 | 16.6 | 2015-04-10 | 40.2 | 2015-04-10 | 3.4 | 2013-04-10 | 1.2
2013-04-11 | 1 | 0.1 | 0.1 | TRUE | 0.055568 | 0.219 | 8.2271 | Yes | 2014-04-11 | 0 | 2015-04-11 | 9.2 | 2015-04-11 | 2.2 | 2013-04-11 | 1
2013-04-12 | 8.4 | 0.84 | 0.84 | TRUE | 0.46677 | 0.219 | 8.8481 | Yes | 2014-04-12 | 0 | 2015-04-12 | 24.4 | 2015-04-12 | 5 | 2013-04-12 | 8.4
2013-04-13 | 0 | 0 | 0 | TRUE | 0 | 0.219 | 8.6291 | Yes | 2014-04-13 | 0 | 2015-04-13 | 16.2 | 2015-04-13 | 9.2 | 2013-04-13 | 0
2013-04-14 | 0 | 0 | 0 | TRUE | 0 | 0.219 | 8.4101 | Yes | 2014-04-14 | 14.8 | 2015-04-14 | 1.5 | 2015-04-14 | 0 | 2013-04-14 | 0
2013-04-15 | 0 | 0 | 0 | TRUE | 0 | 0.219 | 8.1911 | Yes | 2014-04-15 | 20.8 | 2015-04-15 | 37.2 | 2015-04-15 | 0 | 2013-04-15 | 0
2013-04-16 | 0 | 0 | 0 | TRUE | 0 | 0.219 | 7.9721 | Yes | 2014-04-16 | 37.4 | 2015-04-16 | 3 | 2015-04-16 | 0 | 2013-04-16 | 0
2013-04-17 | 0 | 0 | 0 | TRUE | 0 | 0.219 | 7.7531 | Yes | 2014-04-17 | 9.8 | 2015-04-17 | 0 | 2015-04-17 | 0 | 2013-04-17 | 0
2013-04-18 | 8.2 | 0.82 | 0.82 | TRUE | 0.45566 | 0.219 | 8.3541 | Yes | 2014-04-18 | 1.9 | 2015-04-18 | 0 | 2015-04-18 | 0 | 2013-04-18 | 8.2
2013-04-19 | 0.8 | 0.08 | 0.08 | TRUE | 0.044454 | 0.219 | 8.2151 | Yes | 2014-04-19 | 21 | 2015-04-19 | 0 | 2015-04-19 | 0 | 2013-04-19 | 0.8
2013-04-20 | 0 | 0 | 0 | TRUE | 0 | 0.219 | 7.9961 | Yes | 2014-04-20 | 30 | 2015-04-20 | 1.1 | 2015-04-20 | 0 | 2013-04-20 | 0
2013-04-21 | 0 | 0 | 0 | TRUE | 0 | 0.219 | 7.7771 | Yes | 2014-04-21 | 0 | 2015-04-21 | 0.4 | 2015-04-21 | 5 | 2013-04-21 | 0
2013-04-22 | 0 | 0 | 0 | TRUE | 0 | 0.219 | 7.5581 | Yes | 2014-04-22 | 4.4 | 2015-04-22 | 8.2 | 2015-04-22 | 0.8 | 2013-04-22 | 0
2013-04-23 | 0 | 0 | 0 | TRUE | 0 | 0.219 | 7.3391 | Yes | 2014-04-23 | 12.8 | 2015-04-23 | 8.4 | 2015-04-23 | 22.2 | 2013-04-23 | 0
2013-04-24 | 0.6 | 0.06 | 0.06 | TRUE | 0.033341 | 0.219 | 7.1801 | Yes | 2014-04-24 | 26 | 2015-04-24 | 1.8 | 2015-04-24 | 6.8 | 2013-04-24 | 0.6
2013-04-25 | 1.2 | 0.12 | 0.12 | TRUE | 0.066681 | 0.219 | 7.0811 | Yes | 2014-04-25 | 1.8 | 2015-04-25 | 0 | 2015-04-25 | 0.6 | 2013-04-25 | 1.2
2013-04-26 | 18.6 | 1.86 | 1.8018 | TRUE | 1.0012 | 0.219 | 8.664 | Yes | 2014-04-26 | 35 | 2015-04-26 | 4.2 | 2015-04-26 | 0.4 | 2013-04-26 | 18.6
2013-04-27 | 2.8 | 0.28 | 0.28 | TRUE | 0.15559 | 0.219 | 8.725 | Yes | 2014-04-27 | 7.2 | 2015-04-27 | 22.4 | 2015-04-27 | 1.2 | 2013-04-27 | 2.8
2013-04-28 | 7 | 0.7 | 0.7 | TRUE | 0.38897 | 0.219 | 9.206 | Yes | 2014-04-28 | 0.8 | 2015-04-28 | 15.4 | 2015-04-28 | 0.8 | 2013-04-28 | 7
2013-04-29 | 0 | 0 | 0 | TRUE | 0 | 0.219 | 8.987 | Yes | 2014-04-29 | 0.1 | 2015-04-29 | 27.6 | 2015-04-29 | 0 | 2013-04-29 | 0
2013-04-30 | 0.2 | 0.02 | 0.02 | TRUE | 0.011114 | 0.219 | 8.788 | Yes | 2014-04-30 | 0 | 2015-04-30 | 4.8 | 2015-04-30 | 1.6 | 2013-04-30 | 0.2
2013-05-01 | 0.2 | 0.02 | 0.02 | TRUE | 0.011114 | 0.219 | 8.589 | Yes | 2014-05-01 | 0 | 2015-05-01 | 0.8 | 2015-05-01 | 0 | 2013-05-01 | 0.2
2013-05-02 | 1 | 0.1 | 0.1 | TRUE | 0.055568 | 0.219 | 8.47 | Yes | 2014-05-02 | 2 | 2015-05-02 | 0 | 2015-05-02 | 0 | 2013-05-02 | 1
2013-05-03 | 0 | 0 | 0 | TRUE | 0 | 0.219 | 8.251 | Yes | 2014-05-03 | 4.6 | 2015-05-03 | 0 | 2015-05-03 | 0 | 2013-05-03 | 0
2013-05-04 | 0 | 0 | 0 | TRUE | 0 | 0.219 | 8.032 | Yes | 2014-05-04 | 3.8 | 2015-05-04 | 19.8 | 2015-05-04 | 0.4 | 2013-05-04 | 0
2013-05-05 | 0 | 0 | 0 | TRUE | 0 | 0.219 | 7.813 | Yes | 2014-05-05 | 0 | 2015-05-05 | 0.4 | 2015-05-05 | 1.6 | 2013-05-05 | 0
2013-05-06 | 0 | 0 | 0 | TRUE | 0 | 0.219 | 7.594 | Yes | 2014-05-06 | 0 | 2015-05-06 | 0 | 2015-05-06 | 0 | 2013-05-06 | 0
2013-05-07 | 0 | 0 | 0 | TRUE | 0 | 0.219 | 7.375 | Yes | 2014-05-07 | 0 | 2015-05-07 | 0 | 2015-05-07 | 0 | 2013-05-07 | 0
2013-05-08 | 0 | 0 | 0 | TRUE | 0 | 0.219 | 7.156 | Yes | 2014-05-08 | 0 | 2015-05-08 | 0 | 2015-05-08 | 0 | 2013-05-08 | 0
2013-05-09 | 0 | 0 | 0 | TRUE | 0 | 0.219 | 6.937 | Yes | 2014-05-09 | 0 | 2015-05-09 | 0 | 2015-05-09 | 0 | 2013-05-09 | 0
2013-05-10 | 0 | 0 | 0 | TRUE | 0 | 0.219 | 6.718 | Yes | 2014-05-10 | 0.2 | 2015-05-10 | 0.4 | 2015-05-10 | 0 | 2013-05-10 | 0
2013-05-11 | 21.8 | 2.18 | 1.9953 | TRUE | 1.1088 | 0.219 | 8.4943 | Yes | 2014-05-11 | 0 | 2015-05-11 | 0 | 2015-05-11 | 0 | 2013-05-11 | 21.8
2013-05-12 | 9.1 | 0.91 | 0.91 | TRUE | 0.50567 | 0.219 | 9.1853 | Yes | 2014-05-12 | 0.2 | 2015-05-12 | 0 | 2015-05-12 | 9.4 | 2013-05-12 | 9.1
2013-05-13 | 1 | 0.1 | 0.1 | TRUE | 0.055568 | 0.219 | 9.0663 | Yes | 2014-05-13 | 0 | 2015-05-13 | 0 | 2015-05-13 | 2.2 | 2013-05-13 | 1
2013-05-14 | 2.6 | 0.26 | 0.26 | TRUE | 0.14448 | 0.219 | 9.1073 | Yes | 2014-05-14 | 0 | 2015-05-14 | 0 | 2015-05-14 | 0.4 | 2013-05-14 | 2.6
2013-05-15 | 1.2 | 0.12 | 0.12 | TRUE | 0.066681 | 0.219 | 9.0083 | Yes | 2014-05-15 | 0 | 2015-05-15 | 0 | 2015-05-15 | 0 | 2013-05-15 | 1.2
2013-05-16 | 0 | 0 | 0 | TRUE | 0 | 0.219 | 8.7893 | Yes | 2014-05-16 | 2.8 | 2015-05-16 | 0.2 | 2015-05-16 | 0 | 2013-05-16 | 0
2013-05-17 | 0.4 | 0.04 | 0.04 | TRUE | 0.022227 | 0.219 | 8.6103 | Yes | 2014-05-17 | 0 | 2015-05-17 | 0 | 2015-05-17 | 0 | 2013-05-17 | 0.4
2013-05-18 | 1.6 | 0.16 | 0.16 | TRUE | 0.088908 | 0.219 | 8.5513 | Yes | 2014-05-18 | 0 | 2015-05-18 | 0 | 2015-05-18 | 0 | 2013-05-18 | 1.6
2013-05-19 | 0 | 0 | 0 | TRUE | 0 | 0.219 | 8.3323 | Yes | 2014-05-19 | 0 | 2015-05-19 | 0 | 2015-05-19 | 0 | 2013-05-19 | 0
2013-05-20 | 2.8 | 0.28 | 0.28 | TRUE | 0.15559 | 0.219 | 8.3933 | Yes | 2014-05-20 | 0 | 2015-05-20 | 0 | 2015-05-20 | 0 | 2013-05-20 | 2.8
2013-05-21 | 3.6 | 0.36 | 0.36 | TRUE | 0.20004 | 0.219 | 8.5343 | Yes | 2014-05-21 | 8.2 | 2015-05-21 | 0 | 2015-05-21 | 0 | 2013-05-21 | 3.6
2013-05-22 | 0.4 | 0.04 | 0.04 | TRUE | 0.022227 | 0.219 | 8.3553 | Yes | 2014-05-22 | 29.6 | 2015-05-22 | 0.2 | 2015-05-22 | 0 | 2013-05-22 | 0.4
2013-05-23 | 9.4 | 0.94 | 0.94 | TRUE | 0.52234 | 0.219 | 9.0763 | Yes | 2014-05-23 | 0.8 | 2015-05-23 | 0.2 | 2015-05-23 | 0 | 2013-05-23 | 9.4
2013-05-24 | 1.4 | 0.14 | 0.14 | TRUE | 0.077795 | 0.219 | 8.9973 | Yes | 2014-05-24 | 5.2 | 2015-05-24 | 0 | 2015-05-24 | 0 | 2013-05-24 | 1.4
2013-05-25 | 1.2 | 0.12 | 0.12 | TRUE | 0.066681 | 0.219 | 8.8983 | Yes | 2014-05-25 | 23.4 | 2015-05-25 | 0 | 2015-05-25 | 0 | 2013-05-25 | 1.2
2013-05-26 | 2.2 | 0.22 | 0.22 | TRUE | 0.12225 | 0.219 | 8.8993 | Yes | 2014-05-26 | 0 | 2015-05-26 | 0 | 2015-05-26 | 0 | 2013-05-26 | 2.2
2013-05-27 | 0.8 | 0.08 | 0.08 | TRUE | 0.044454 | 0.219 | 8.7603 | Yes | 2014-05-27 | 4.4 | 2015-05-27 | 0 | 2015-05-27 | 0 | 2013-05-27 | 0.8
2013-05-28 | 0.4 | 0.04 | 0.04 | TRUE | 0.022227 | 0.219 | 8.5813 | Yes | 2014-05-28 | 0 | 2015-05-28 | 0 | 2015-05-28 | 0 | 2013-05-28 | 0.4
2013-05-29 | 2.4 | 0.24 | 0.24 | TRUE | 0.13336 | 0.219 | 8.6023 | Yes | 2014-05-29 | 0 | 2015-05-29 | 0 | 2015-05-29 | 0 | 2013-05-29 | 2.4
2013-05-30 | 3.6 | 0.36 | 0.36 | TRUE | 0.20004 | 0.219 | 8.7433 | Yes | 2014-05-30 | 0 | 2015-05-30 | 0 | 2015-05-30 | 0 | 2013-05-30 | 3.6
2013-05-31 | 0.2 | 0.02 | 0.02 | TRUE | 0.011114 | 0.219 | 8.5443 | Yes | 2014-05-31 | 0 | 2015-05-31 | 0 | 2015-05-31 | 0 | 2013-05-31 | 0.2
2013-06-01 | 0.6 | 0.06 | 0.06 | TRUE | 0.033341 | 0.219 | 8.3853 | Yes | 2014-06-01 | 0 | 2015-06-01 | 7.4 | 2015-06-01 | 5.8 | 2013-06-01 | 0.6
2013-06-02 | 0 | 0 | 0 | TRUE | 0 | 0.219 | 8.1663 | Yes | 2014-06-02 | 0 | 2015-06-02 | 2.8 | 2015-06-02 | 9.2 | 2013-06-02 | 0
2013-06-03 | 0 | 0 | 0 | TRUE | 0 | 0.219 | 7.9473 | Yes | 2014-06-03 | 0 | 2015-06-03 | 0 | 2015-06-03 | 0 | 2013-06-03 | 0
2013-06-04 | 0.4 | 0.04 | 0.04 | TRUE | 0.022227 | 0.219 | 7.7683 | Yes | 2014-06-04 | 0 | 2015-06-04 | 0 | 2015-06-04 | 0 | 2013-06-04 | 0.4
2013-06-05 | 0 | 0 | 0 | TRUE | 0 | 0.219 | 7.5493 | Yes | 2014-06-05 | 0 | 2015-06-05 | 0 | 2015-06-05 | 0 | 2013-06-05 | 0
2013-06-06 | 11.4 | 1.14 | 1.14 | TRUE | 0.63347 | 0.219 | 8.4703 | Yes | 2014-06-06 | 0 | 2015-06-06 | 0 | 2015-06-06 | 0 | 2013-06-06 | 11.4
2013-06-07 | 1.6 | 0.16 | 0.16 | TRUE | 0.088908 | 0.219 | 8.4113 | Yes | 2014-06-07 | 0 | 2015-06-07 | 0 | 2015-06-07 | 0 | 2013-06-07 | 1.6
2013-06-08 | 2.8 | 0.28 | 0.28 | TRUE | 0.15559 | 0.219 | 8.4723 | Yes | 2014-06-08 | 0.2 | 2015-06-08 | 0 | 2015-06-08 | 0 | 2013-06-08 | 2.8
2013-06-09 | 0.6 | 0.06 | 0.06 | TRUE | 0.033341 | 0.219 | 8.3133 | Yes | 2014-06-09 | 0 | 2015-06-09 | 0 | 2015-06-09 | 0 | 2013-06-09 | 0.6
2013-06-10 | 1.2 | 0.12 | 0.12 | TRUE | 0.066681 | 0.219 | 8.2143 | Yes | 2014-06-10 | 0 | 2015-06-10 | 0 | 2015-06-10 | 0 | 2013-06-10 | 1.2
2013-06-11 | 19.6 | 1.96 | 1.96 | TRUE | 1.0891 | 0.219 | 9.9553 | Yes | 2014-06-11 | 0 | 2015-06-11 | 0 | 2015-06-11 | 0 | 2013-06-11 | 19.6
2013-06-12 | 7.4 | 0.74 | 0.74 | TRUE | 0.4112 | 0.219 | 10.4763 | Yes | 2014-06-12 | 0 | 2015-06-12 | 0 | 2015-06-12 | 0 | 2013-06-12 | 7.4
2013-06-13 | 0.2 | 0.02 | 0.02 | TRUE | 0.011114 | 0.219 | 10.2773 | Yes | 2014-06-13 | 0 | 2015-06-13 | 0 | 2015-06-13 | 0 | 2013-06-13 | 0.2
2013-06-14 | 0 | 0 | 0 | TRUE | 0 | 0.219 | 10.0583 | Yes | 2014-06-14 | 3.6 | 2015-06-14 | 0 | 2015-06-14 | 0 | 2013-06-14 | 0
2013-06-15 | 1.2 | 0.12 | 0.12 | TRUE | 0.066681 | 0.219 | 9.9593 | Yes | 2014-06-15 | 0 | 2015-06-15 | 0 | 2015-06-15 | 0 | 2013-06-15 | 1.2
2013-06-16 | 0.4 | 0.04 | 0.04 | TRUE | 0.022227 | 0.219 | 9.7803 | Yes | 2014-06-16 | 0 | 2015-06-16 | 0 | 2015-06-16 | 0 | 2013-06-16 | 0.4
2013-06-17 | 2.4 | 0.24 | 0.24 | TRUE | 0.13336 | 0.219 | 9.8013 | Yes | 2014-06-17 | 0 | 2015-06-17 | 0 | 2015-06-17 | 0 | 2013-06-17 | 2.4
2013-06-18 | 1.8 | 0.18 | 0.18 | TRUE | 0.10002 | 0.219 | 9.7623 | Yes | 2014-06-18 | 1.6 | 2015-06-18 | 7 | 2015-06-18 | 1.6 | 2013-06-18 | 1.8
2013-06-19 | 6.8 | 0.68 | 0.68 | TRUE | 0.37786 | 0.219 | 10.2233 | Yes | 2014-06-19 | 20.8 | 2015-06-19 | 0 | 2015-06-19 | 0.4 | 2013-06-19 | 6.8
2013-06-20 | 5.4 | 0.54 | 0.54 | TRUE | 0.30007 | 0.219 | 10.5443 | Yes | 2014-06-20 | 3.2 | 2015-06-20 | 0 | 2015-06-20 | 0 | 2013-06-20 | 5.4
2013-06-21 | 0 | 0 | 0 | TRUE | 0 | 0.219 | 10.3253 | Yes | 2014-06-21 | 1.2 | 2015-06-21 | 0 | 2015-06-21 | 0 | 2013-06-21 | 0
2013-06-22 | 0 | 0 | 0 | TRUE | 0 | 0.219 | 10.1063 | Yes | 2014-06-22 | 0 | 2015-06-22 | 0 | 2015-06-22 | 0 | 2013-06-22 | 0
2013-06-23 | 0.8 | 0.08 | 0.08 | TRUE | 0.044454 | 0.219 | 9.9673 | Yes | 2014-06-23 | 15.4 | 2015-06-23 | 1.4 | 2015-06-23 | 0 | 2013-06-23 | 0.8
2013-06-24 | 7 | 0.7 | 0.7 | TRUE | 0.38897 | 0.219 | 10.4483 | Yes | 2014-06-24 | 1.2 | 2015-06-24 | 13.4 | 2015-06-24 | 0 | 2013-06-24 | 7
2013-06-25 | 0 | 0 | 0 | TRUE | 0 | 0.219 | 10.2293 | Yes | 2014-06-25 | 0 | 2015-06-25 | 4 | 2015-06-25 | 0 | 2013-06-25 | 0
2013-06-26 | 1.4 | 0.14 | 0.14 | TRUE | 0.077795 | 0.219 | 10.1503 | Yes | 2014-06-26 | 5.8 | 2015-06-26 | 0 | 2015-06-26 | 0 | 2013-06-26 | 1.4
2013-06-27 | 2 | 0.2 | 0.2 | TRUE | 0.11114 | 0.219 | 10.1313 | Yes | 2014-06-27 | 20.4 | 2015-06-27 | 0 | 2015-06-27 | 0 | 2013-06-27 | 2
2013-06-28 | 3.4 | 0.34 | 0.34 | TRUE | 0.18893 | 0.219 | 10.2523 | Yes | 2014-06-28 | 20.4 | 2015-06-28 | 0 | 2015-06-28 | 0 | 2013-06-28 | 3.4
2013-06-29 | 0 | 0 | 0 | TRUE | 0 | 0.219 | 10.0333 | Yes | 2014-06-29 | 0.6 | 2015-06-29 | 0 | 2015-06-29 | 0 | 2013-06-29 | 0
2013-06-30 | 0 | 0 | 0 | TRUE | 0 | 0.219 | 9.8143 | Yes | 2014-06-30 | 0 | 2015-06-30 | 0 | 2015-06-30 | 0 | 2013-06-30 | 0
2013-07-01 | 1.6 | 0.16 | 0.16 | TRUE | 0.088908 | 0.219 | 9.7553 | Yes | 2014-07-01 | 0 | 2015-07-01 | 0 | 2015-07-01 | 0 | 2013-07-01 | 1.6
2013-07-02 | 0.2 | 0.02 | 0.02 | TRUE | 0.011114 | 0.219 | 9.5563 | Yes | 2014-07-02 | 1.8 | 2015-07-02 | 0 | 2015-07-02 | 0 | 2013-07-02 | 0.2
2013-07-03 | 0 | 0 | 0 | TRUE | 0 | 0.219 | 9.3373 | Yes | 2014-07-03 | 6.2 | 2015-07-03 | 0 | 2015-07-03 | 0 | 2013-07-03 | 0
2013-07-04 | 0 | 0 | 0 | TRUE | 0 | 0.219 | 9.1183 | Yes | 2014-07-04 | 9.4 | 2015-07-04 | 0 | 2015-07-04 | 0 | 2013-07-04 | 0
2013-07-05 | 0 | 0 | 0 | TRUE | 0 | 0.219 | 8.8993 | Yes | 2014-07-05 | 26.6 | 2015-07-05 | 0 | 2015-07-05 | 0 | 2013-07-05 | 0
2013-07-06 | 0 | 0 | 0 | TRUE | 0 | 0.219 | 8.6803 | Yes | 2014-07-06 | 13.6 | 2015-07-06 | 0 | 2015-07-06 | 0 | 2013-07-06 | 0
2013-07-07 | 0 | 0 | 0 | TRUE | 0 | 0.219 | 8.4613 | Yes | 2014-07-07 | 0 | 2015-07-07 | 0.2 | 2015-07-07 | 0 | 2013-07-07 | 0
2013-07-08 | 0.6 | 0.06 | 0.06 | TRUE | 0.033341 | 0.219 | 8.3023 | Yes | 2014-07-08 | 0 | 2015-07-08 | 0 | 2015-07-08 | 0 | 2013-07-08 | 0.6
2013-07-09 | 0.2 | 0.02 | 0.02 | TRUE | 0.011114 | 0.219 | 8.1033 | Yes | 2014-07-09 | 0 | 2015-07-09 | 1 | 2015-07-09 | 0 | 2013-07-09 | 0.2
2013-07-10 | 3.4 | 0.34 | 0.34 | TRUE | 0.18893 | 0.219 | 8.2243 | Yes | 2014-07-10 | 0 | 2015-07-10 | 1.2 | 2015-07-10 | 0 | 2013-07-10 | 3.4
2013-07-11 | 2.8 | 0.28 | 0.28 | TRUE | 0.15559 | 0.219 | 8.2853 | Yes | 2014-07-11 | 0 | 2015-07-11 | 2.4 | 2015-07-11 | 10.8 | 2013-07-11 | 2.8
2013-07-12 | 0.2 | 0.02 | 0.02 | TRUE | 0.011114 | 0.219 | 8.0863 | Yes | 2014-07-12 | 0 | 2015-07-12 | 4 | 2015-07-12 | 12 | 2013-07-12 | 0.2
2013-07-13 | 2.2 | 0.22 | 0.22 | TRUE | 0.12225 | 0.219 | 8.0873 | Yes | 2014-07-13 | 0 | 2015-07-13 | 0 | 2015-07-13 | 0 | 2013-07-13 | 2.2
2013-07-14 | 1.4 | 0.14 | 0.14 | TRUE | 0.077795 | 0.219 | 8.0083 | Yes | 2014-07-14 | 0 | 2015-07-14 | 0 | 2015-07-14 | 0 | 2013-07-14 | 1.4
2013-07-15 | 0 | 0 | 0 | TRUE | 0 | 0.219 | 7.7893 | Yes | 2014-07-15 | 0 | 2015-07-15 | 0 | 2015-07-15 | 0 | 2013-07-15 | 0
2013-07-16 | 0 | 0 | 0 | TRUE | 0 | 0.219 | 7.5703 | Yes | 2014-07-16 | 0 | 2015-07-16 | 0 | 2015-07-16 | 0 | 2013-07-16 | 0
2013-07-17 | 0 | 0 | 0 | TRUE | 0 | 0.219 | 7.3513 | Yes | 2014-07-17 | 0 | 2015-07-17 | 0 | 2015-07-17 | 0 | 2013-07-17 | 0
2013-07-18 | 0 | 0 | 0 | TRUE | 0 | 0.219 | 7.1323 | Yes | 2014-07-18 | 37 | 2015-07-18 | 0 | 2015-07-18 | 0 | 2013-07-18 | 0
2013-07-19 | 0 | 0 | 0 | TRUE | 0 | 0.219 | 6.9133 | Yes | 2014-07-19 | 1.8 | 2015-07-19 | 0 | 2015-07-19 | 0 | 2013-07-19 | 0
2013-07-20 | 0 | 0 | 0 | TRUE | 0 | 0.219 | 6.6943 | Yes | 2014-07-20 | 0 | 2015-07-20 | 0.6 | 2015-07-20 | 0 | 2013-07-20 | 0
2013-07-21 | 0 | 0 | 0 | TRUE | 0 | 0.219 | 6.4753 | Yes | 2014-07-21 | 0 | 2015-07-21 | 0 | 2015-07-21 | 0 | 2013-07-21 | 0
2013-07-22 | 0 | 0 | 0 | TRUE | 0 | 0.219 | 6.2563 | Yes | 2014-07-22 | 8 | 2015-07-22 | 0 | 2015-07-22 | 0 | 2013-07-22 | 0
2013-07-23 | 0 | 0 | 0 | TRUE | 0 | 0.219 | 6.0373 | Yes | 2014-07-23 | 18.2 | 2015-07-23 | 8.4 | 2015-07-23 | 0.4 | 2013-07-23 | 0
2013-07-24 | 0 | 0 | 0 | TRUE | 0 | 0.219 | 5.8183 | Yes | 2014-07-24 | 0.6 | 2015-07-24 | 4 | 2015-07-24 | 1 | 2013-07-24 | 0
2013-07-25 | 0 | 0 | 0 | TRUE | 0 | 0.219 | 5.5993 | Yes | 2014-07-25 | 0 | 2015-07-25 | 4.2 | 2015-07-25 | 10.8 | 2013-07-25 | 0
2013-07-26 | 0 | 0 | 0 | TRUE | 0 | 0.219 | 5.3803 | Yes | 2014-07-26 | 0 | 2015-07-26 | 0 | 2015-07-26 | 0.6 | 2013-07-26 | 0
2013-07-27 | 0 | 0 | 0 | TRUE | 0 | 0.219 | 5.1613 | Yes | 2014-07-27 | 0 | 2015-07-27 | 0 | 2015-07-27 | 0 | 2013-07-27 | 0
2013-07-28 | 0 | 0 | 0 | TRUE | 0 | 0.219 | 4.9423 | Yes | 2014-07-28 | 0 | 2015-07-28 | 0 | 2015-07-28 | 0 | 2013-07-28 | 0
2013-07-29 | 0 | 0 | 0 | TRUE | 0 | 0.219 | 4.7233 | Yes | 2014-07-29 | 0 | 2015-07-29 | 0 | 2015-07-29 | 0 | 2013-07-29 | 0
2013-07-30 | 0 | 0 | 0 | TRUE | 0 | 0.219 | 4.5043 | Yes | 2014-07-30 | 0 | 2015-07-30 | 0 | 2015-07-30 | 0 | 2013-07-30 | 0
2013-07-31 | 5.4 | 0.54 | 0.54 | TRUE | 0.30007 | 0.219 | 4.8253 | Yes | 2014-07-31 | 0 | 2015-07-31 | 0 | 2015-07-31 | 0 | 2013-07-31 | 5.4
2013-08-01 | 0.4 | 0.04 | 0.04 | TRUE | 0.022227 | 0.219 | 4.6463 | Yes | 2014-08-01 | 0 | 2015-08-01 | 0 | 2015-08-01 | 0 | 2013-08-01 | 0.4
2013-08-02 | 0 | 0 | 0 | TRUE | 0 | 0.219 | 4.4273 | Yes | 2014-08-02 | 0 | 2015-08-02 | 0 | 2015-08-02 | 0 | 2013-08-02 | 0
2013-08-03 | 0 | 0 | 0 | TRUE | 0 | 0.219 | 4.2083 | Yes | 2014-08-03 | 0 | 2015-08-03 | 0 | 2015-08-03 | 0 | 2013-08-03 | 0
2013-08-04 | 0 | 0 | 0 | TRUE | 0 | 0.219 | 3.9893 | Yes | 2014-08-04 | 0 | 2015-08-04 | 0 | 2015-08-04 | 6.6 | 2013-08-04 | 0
2013-08-05 | 0 | 0 | 0 | TRUE | 0 | 0.219 | 3.7703 | Yes | 2014-08-05 | 0 | 2015-08-05 | 0 | 2015-08-05 | 4.8 | 2013-08-05 | 0
2013-08-06 | 0 | 0 | 0 | TRUE | 0 | 0.219 | 3.5513 | Yes | 2014-08-06 | 0 | 2015-08-06 | 3.2 | 2015-08-06 | 0 | 2013-08-06 | 0
2013-08-07 | 0 | 0 | 0 | TRUE | 0 | 0.219 | 3.3323 | Yes | 2014-08-07 | 0 | 2015-08-07 | 14.6 | 2015-08-07 | 0.2 | 2013-08-07 | 0
2013-08-08 | 0 | 0 | 0 | TRUE | 0 | 0.219 | 3.1133 | Yes | 2014-08-08 | 0 | 2015-08-08 | 24.4 | 2015-08-08 | 5 | 2013-08-08 | 0
2013-08-09 | 0 | 0 | 0 | TRUE | 0 | 0.219 | 2.8943 | Yes | 2014-08-09 | 0 | 2015-08-09 | 1.8 | 2015-08-09 | 1 | 2013-08-09 | 0
2013-08-10 | 0 | 0 | 0 | TRUE | 0 | 0.219 | 2.6753 | Yes | 2014-08-10 | 0 | 2015-08-10 | 0 | 2015-08-10 | 0 | 2013-08-10 | 0
2013-08-11 | 0.4 | 0.04 | 0.04 | TRUE | 0.022227 | 0.219 | 2.4963 | Yes | 2014-08-11 | 0 | 2015-08-11 | 0 | 2015-08-11 | 0 | 2013-08-11 | 0.4
2013-08-12 | 4.4 | 0.44 | 0.44 | TRUE | 0.2445 | 0.219 | 2.7173 | Yes | 2014-08-12 | 0 | 2015-08-12 | 0 | 2015-08-12 | 0 | 2013-08-12 | 4.4
2013-08-13 | 1 | 0.1 | 0.1 | TRUE | 0.055568 | 0.219 | 2.5983 | Yes | 2014-08-13 | 0 | 2015-08-13 | 0 | 2015-08-13 | 0 | 2013-08-13 | 1
2013-08-14 | 0.4 | 0.04 | 0.04 | TRUE | 0.022227 | 0.219 | 2.4193 | Yes | 2014-08-14 | 0 | 2015-08-14 | 0 | 2015-08-14 | 9.8 | 2013-08-14 | 0.4
2013-08-15 | 8.4 | 0.84 | 0.84 | TRUE | 0.46677 | 0.219 | 3.0403 | Yes | 2014-08-15 | 0 | 2015-08-15 | 0 | 2015-08-15 | 3 | 2013-08-15 | 8.4
2013-08-16 | 4.4 | 0.44 | 0.44 | TRUE | 0.2445 | 0.219 | 3.2613 | Yes | 2014-08-16 | 0 | 2015-08-16 | 0 | 2015-08-16 | 0 | 2013-08-16 | 4.4
2013-08-17 | 4.4 | 0.44 | 0.44 | TRUE | 0.2445 | 0.219 | 3.4823 | Yes | 2014-08-17 | 0 | 2015-08-17 | 0 | 2015-08-17 | 0 | 2013-08-17 | 4.4
2013-08-18 | 14.8 | 1.48 | 1.48 | TRUE | 0.8224 | 0.219 | 4.7433 | Yes | 2014-08-18 | 0 | 2015-08-18 | 0 | 2015-08-18 | 0 | 2013-08-18 | 14.8
2013-08-19 | 5.6 | 0.56 | 0.56 | TRUE | 0.31118 | 0.219 | 5.0843 | Yes | 2014-08-19 | 0 | 2015-08-19 | 0 | 2015-08-19 | 0 | 2013-08-19 | 5.6
2013-08-20 | 1.2 | 0.12 | 0.12 | TRUE | 0.066681 | 0.219 | 4.9853 | Yes | 2014-08-20 | 0 | 2015-08-20 | 0 | 2015-08-20 | 0 | 2013-08-20 | 1.2
2013-08-21 | 0.4 | 0.04 | 0.04 | TRUE | 0.022227 | 0.219 | 4.8063 | Yes | 2014-08-21 | 0 | 2015-08-21 | 0 | 2015-08-21 | 0 | 2013-08-21 | 0.4
2013-08-22 | 0.6 | 0.06 | 0.06 | TRUE | 0.033341 | 0.219 | 4.6473 | Yes | 2014-08-22 | 0 | 2015-08-22 | 0 | 2015-08-22 | 0 | 2013-08-22 | 0.6
2013-08-23 | 5.2 | 0.52 | 0.52 | TRUE | 0.28895 | 0.219 | 4.9483 | Yes | 2014-08-23 | 0 | 2015-08-23 | 0 | 2015-08-23 | 0 | 2013-08-23 | 5.2
2013-08-24 | 1.4 | 0.14 | 0.14 | TRUE | 0.077795 | 0.219 | 4.8693 | Yes | 2014-08-24 | 0 | 2015-08-24 | 0 | 2015-08-24 | 0 | 2013-08-24 | 1.4
2013-08-25 | 0 | 0 | 0 | TRUE | 0 | 0.219 | 4.6503 | Yes | 2014-08-25 | 0 | 2015-08-25 | 0 | 2015-08-25 | 0 | 2013-08-25 | 0
2013-08-26 | 0 | 0 | 0 | TRUE | 0 | 0.219 | 4.4313 | Yes | 2014-08-26 | 0 | 2015-08-26 | 0 | 2015-08-26 | 0 | 2013-08-26 | 0
2013-08-27 | 0.4 | 0.04 | 0.04 | TRUE | 0.022227 | 0.219 | 4.2523 | Yes | 2014-08-27 | 0 | 2015-08-27 | 2.8 | 2015-08-27 | 3 | 2013-08-27 | 0.4
2013-08-28 | 1.2 | 0.12 | 0.12 | TRUE | 0.066681 | 0.219 | 4.1533 | Yes | 2014-08-28 | 0.4 | 2015-08-28 | 10.4 | 2015-08-28 | 6.8 | 2013-08-28 | 1.2
2013-08-29 | 4 | 0.4 | 0.4 | TRUE | 0.22227 | 0.219 | 4.3343 | Yes | 2014-08-29 | 7.8 | 2015-08-29 | 33.4 | 2015-08-29 | 16.2 | 2013-08-29 | 4
2013-08-30 | 0 | 0 | 0 | TRUE | 0 | 0.219 | 4.1153 | Yes | 2014-08-30 | 3.6 | 2015-08-30 | 26 | 2015-08-30 | 6.2 | 2013-08-30 | 0
2013-08-31 | 0 | 0 | 0 | TRUE | 0 | 0.219 | 3.8963 | Yes | 2014-08-31 | 10.6 | 2015-08-31 | 6 | 2015-08-31 | 14.2 | 2013-08-31 | 0
2013-09-01 | 0 | 0 | 0 | TRUE | 0 | 0.219 | 3.6773 | Yes | 2014-09-01 | 3.2 | 2015-09-01 | 15.8 | 2015-09-01 | 1.6 | 2013-09-01 | 0
2013-09-02 | 0 | 0 | 0 | TRUE | 0 | 0.219 | 3.4583 | Yes | 2014-09-02 | 6.2 | 2015-09-02 | 0.8 | 2015-09-02 | 9.4 | 2013-09-02 | 0
2013-09-03 | 4.8 | 0.48 | 0.48 | TRUE | 0.26673 | 0.219 | 3.7193 | Yes | 2014-09-03 | 0 | 2015-09-03 | 2.4 | 2015-09-03 | 0.6 | 2013-09-03 | 4.8
2013-09-04 | 0 | 0 | 0 | TRUE | 0 | 0.219 | 3.5003 | Yes | 2014-09-04 | 0 | 2015-09-04 | 0 | 2015-09-04 | 0 | 2013-09-04 | 0
2013-09-05 | 0 | 0 | 0 | TRUE | 0 | 0.219 | 3.2813 | Yes | 2014-09-05 | 0 | 2015-09-05 | 1.6 | 2015-09-05 | 0.2 | 2013-09-05 | 0
2013-09-06 | 0 | 0 | 0 | TRUE | 0 | 0.219 | 3.0623 | Yes | 2014-09-06 | 0 | 2015-09-06 | 0 | 2015-09-06 | 0.2 | 2013-09-06 | 0
2013-09-07 | 0 | 0 | 0 | TRUE | 0 | 0.219 | 2.8433 | Yes | 2014-09-07 | 0 | 2015-09-07 | 29.6 | 2015-09-07 | 4 | 2013-09-07 | 0
2013-09-08 | 0 | 0 | 0 | TRUE | 0 | 0.219 | 2.6243 | Yes | 2014-09-08 | 0 | 2015-09-08 | 13 | 2015-09-08 | 0 | 2013-09-08 | 0
2013-09-09 | 0 | 0 | 0 | TRUE | 0 | 0.219 | 2.4053 | Yes | 2014-09-09 | 0 | 2015-09-09 | 1.4 | 2015-09-09 | 0 | 2013-09-09 | 0
2013-09-10 | 0 | 0 | 0 | TRUE | 0 | 0.219 | 2.1863 | Yes | 2014-09-10 | 0 | 2015-09-10 | 0 | 2015-09-10 | 0 | 2013-09-10 | 0
2013-09-11 | 0 | 0 | 0 | TRUE | 0 | 0.219 | 1.9673 | Yes | 2014-09-11 | 0 | 2015-09-11 | 0 | 2015-09-11 | 0 | 2013-09-11 | 0
2013-09-12 | 0 | 0 | 0 | TRUE | 0 | 0.219 | 1.7483 | Yes | 2014-09-12 | 0 | 2015-09-12 | 0 | 2015-09-12 | 0 | 2013-09-12 | 0
2013-09-13 | 0 | 0 | 0 | TRUE | 0 | 0.219 | 1.5293 | Yes | 2014-09-13 | 0 | 2015-09-13 | 0 | 2015-09-13 | 0 | 2013-09-13 | 0
2013-09-14 | 0 | 0 | 0 | TRUE | 0 | 0.219 | 1.3103 | Yes | 2014-09-14 | 0 | 2015-09-14 | 0 | 2015-09-14 | 0 | 2013-09-14 | 0
2013-09-15 | 0.6 | 0.06 | 0.06 | TRUE | 0.033341 | 0.219 | 1.1513 | Yes | 2014-09-15 | 0 | 2015-09-15 | 2 | 2015-09-15 | 3.2 | 2013-09-15 | 0.6
2013-09-16 | 0 | 0 | 0 | TRUE | 0 | 0.219 | 0.9323 | Yes | 2014-09-16 | 0 | 2015-09-16 | 4 | 2015-09-16 | 6.4 | 2013-09-16 | 0
2013-09-17 | 0.8 | 0.08 | 0.08 | TRUE | 0.044454 | 0.219 | 0.7933 | Yes | 2014-09-17 | 0 | 2015-09-17 | 2.8 | 2015-09-17 | 2 | 2013-09-17 | 0.8
2013-09-18 | 1.2 | 0.12 | 0.12 | TRUE | 0.066681 | 0.219 | 0.6943 | Yes | 2014-09-18 | 26.4 | 2015-09-18 | 46.4 | 2015-09-18 | 8.6 | 2013-09-18 | 1.2
2013-09-19 | 0.8 | 0.08 | 0.08 | TRUE | 0.044454 | 0.219 | 0.5553 | Yes | 2014-09-19 | 0.4 | 2015-09-19 | 86.8 | 2015-09-19 | 9.8 | 2013-09-19 | 0.8
2013-09-20 | 1.4 | 0.14 | 0.14 | TRUE | 0.077795 | 0.219 | 0.4763 | Yes | 2014-09-20 | 0 | 2015-09-20 | 1.4 | 2015-09-20 | 7.4 | 2013-09-20 | 1.4
2013-09-21 | 1.4 | 0.14 | 0.14 | TRUE | 0.077795 | 0.219 | 0.3973 | Yes | 2014-09-21 | 2 | 2015-09-21 | 4.2 | 2015-09-21 | 0 | 2013-09-21 | 1.4
2013-09-22 | 5 | 0.5 | 0.5 | TRUE | 0.27784 | 0.219 | 0.6783 | Yes | 2014-09-22 | 12.4 | 2015-09-22 | 39.8 | 2015-09-22 | 0 | 2013-09-22 | 5
2013-09-23 | 1.2 | 0.12 | 0.12 | TRUE | 0.066681 | 0.219 | 0.5793 | Yes | 2014-09-23 | 29.4 | 2015-09-23 | 29.8 | 2015-09-23 | 8.4 | 2013-09-23 | 1.2
2013-09-24 | 1.6 | 0.16 | 0.16 | TRUE | 0.088908 | 0.219 | 0.5203 | Yes | 2014-09-24 | 1.6 | 2015-09-24 | 11.8 | 2015-09-24 | 7.8 | 2013-09-24 | 1.6
2013-09-25 | 0 | 0 | 0 | TRUE | 0 | 0.219 | 0.3013 | Yes | 2014-09-25 | 0.6 | 2015-09-25 | 1.6 | 2015-09-25 | 0.4 | 2013-09-25 | 0
2013-09-26 | 4 | 0.4 | 0.4 | TRUE | 0.22227 | 0.219 | 0.4823 | Yes | 2014-09-26 | 8.2 | 2015-09-26 | 0 | 2015-09-26 | 0 | 2013-09-26 | 4
2013-09-27 | 1.6 | 0.16 | 0.16 | TRUE | 0.088908 | 0.219 | 0.4233 | Yes | 2014-09-27 | 0 | 2015-09-27 | 0 | 2015-09-27 | 0 | 2013-09-27 | 1.6
2013-09-28 | 11 | 1.1 | 1.1 | TRUE | 0.61125 | 0.219 | 1.3043 | Yes | 2014-09-28 | 12.4 | 2015-09-28 | 0 | 2015-09-28 | 0 | 2013-09-28 | 11
2013-09-29 | 5 | 0.5 | 0.5 | TRUE | 0.27784 | 0.219 | 1.5853 | Yes | 2014-09-29 | 5.6 | 2015-09-29 | 0 | 2015-09-29 | 0 | 2013-09-29 | 5
2013-09-30 | 2.2 | 0.22 | 0.22 | TRUE | 0.12225 | 0.219 | 1.5863 | Yes | 2014-09-30 | 0 | 2015-09-30 | 0 | 2015-09-30 | 0 | 2013-09-30 | 2.2
2013-10-01 | 0 | 0 | 0 | TRUE | 0 | 0.219 | 1.3673 | Yes | 2014-10-01 | 0 | 2015-10-01 | 0 | 2015-10-01 | 0 | 2013-10-01 | 0
2013-10-02 | 0 | 0 | 0 | TRUE | 0 | 0.219 | 1.1483 | Yes | 2014-10-02 | 0 | 2015-10-02 | 0 | 2015-10-02 | 0 | 2013-10-02 | 0
2013-10-03 | 1.2 | 0.12 | 0.12 | TRUE | 0.066681 | 0.219 | 1.0493 | Yes | 2014-10-03 | 57.8 | 2015-10-03 | 0 | 2015-10-03 | 0 | 2013-10-03 | 1.2
2013-10-04 | 28.4 | 2.5 | 1.4774 | TRUE | 0.82098 | 0.219 | 2.3077 | Yes | 2014-10-04 | 6 | 2015-10-04 | 0 | 2015-10-04 | 0 | 2013-10-04 | 28.4
2013-10-05 | 26 | 2.5 | 0.80057 | TRUE | 0.44486 | 0.219 | 2.8893 | Yes | 2014-10-05 | 9.2 | 2015-10-05 | 0 | 2015-10-05 | 0 | 2013-10-05 | 26
2013-10-06 | 8.8 | 0.88 | 0.80057 | TRUE | 0.44486 | 0.219 | 3.4709 | Yes | 2014-10-06 | 0.4 | 2015-10-06 | 4 | 2015-10-06 | 2.4 | 2013-10-06 | 8.8
2013-10-07 | 10.6 | 1.06 | 0.80057 | TRUE | 0.44486 | 0.219 | 4.0524 | Yes | 2014-10-07 | 0 | 2015-10-07 | 15.6 | 2015-10-07 | 9 | 2013-10-07 | 10.6
2013-10-08 | 0 | 0 | 0 | TRUE | 0 | 0.219 | 3.8334 | Yes | 2014-10-08 | 1.4 | 2015-10-08 | 9.2 | 2015-10-08 | 1 | 2013-10-08 | 0
2013-10-09 | 1.2 | 0.12 | 0.12 | TRUE | 0.066681 | 0.219 | 3.7344 | Yes | 2014-10-09 | 1.8 | 2015-10-09 | 26.4 | 2015-10-09 | 15.6 | 2013-10-09 | 1.2
2013-10-10 | 0 | 0 | 0 | TRUE | 0 | 0.219 | 3.5154 | Yes | 2014-10-10 | 17.8 | 2015-10-10 | 27 | 2015-10-10 | 14.4 | 2013-10-10 | 0
2013-10-11 | 0 | 0 | 0 | TRUE | 0 | 0.219 | 3.2964 | Yes | 2014-10-11 | 15.4 | 2015-10-11 | 37.6 | 2015-10-11 | 7.8 | 2013-10-11 | 0
2013-10-12 | 0 | 0 | 0 | TRUE | 0 | 0.219 | 3.0774 | Yes | 2014-10-12 | 33 | 2015-10-12 | 0.8 | 2015-10-12 | 6 | 2013-10-12 | 0
2013-10-13 | 0 | 0 | 0 | TRUE | 0 | 0.219 | 2.8584 | Yes | 2014-10-13 | 31.4 | 2015-10-13 | 0.6 | 2015-10-13 | 0 | 2013-10-13 | 0
2013-10-14 | 0 | 0 | 0 | TRUE | 0 | 0.219 | 2.6394 | Yes | 2014-10-14 | 28.4 | 2015-10-14 | 0 | 2015-10-14 | 0 | 2013-10-14 | 0
2013-10-15 | 1 | 0.1 | 0.1 | TRUE | 0.055568 | 0.219 | 2.5204 | Yes | 2014-10-15 | 6.4 | 2015-10-15 | 0 | 2015-10-15 | 0 | 2013-10-15 | 1
2013-10-16 | 0 | 0 | 0 | TRUE | 0 | 0.219 | 2.3014 | Yes | 2014-10-16 | 17.2 | 2015-10-16 | 14.2 | 2015-10-16 | 4.8 | 2013-10-16 | 0
2013-10-17 | 0 | 0 | 0 | TRUE | 0 | 0.219 | 2.0824 | Yes | 2014-10-17 | 27 | 2015-10-17 | 6.4 | 2015-10-17 | 1.8 | 2013-10-17 | 0
2013-10-18 | 0 | 0 | 0 | TRUE | 0 | 0.219 | 1.8634 | Yes | 2014-10-18 | 16.8 | 2015-10-18 | 23.4 | 2015-10-18 | 3.2 | 2013-10-18 | 0
2013-10-19 | 0 | 0 | 0 | TRUE | 0 | 0.219 | 1.6444 | Yes | 2014-10-19 | 46.2 | 2015-10-19 | 0.6 | 2015-10-19 | 4.2 | 2013-10-19 | 0
2013-10-20 | 0 | 0 | 0 | TRUE | 0 | 0.219 | 1.4254 | Yes | 2014-10-20 | 10.8 | 2015-10-20 | 10.2 | 2015-10-20 | 0 | 2013-10-20 | 0
2013-10-21 | 0 | 0 | 0 | TRUE | 0 | 0.219 | 1.2064 | Yes | 2014-10-21 | 40.2 | 2015-10-21 | 4 | 2015-10-21 | 6 | 2013-10-21 | 0
2013-10-22 | 0 | 0 | 0 | TRUE | 0 | 0.219 | 0.98743 | Yes | 2014-10-22 | 21.4 | 2015-10-22 | 9.8 | 2015-10-22 | 0 | 2013-10-22 | 0
2013-10-23 | 0 | 0 | 0 | TRUE | 0 | 0.219 | 0.76843 | Yes | 2014-10-23 | 9.4 | 2015-10-23 | 0 | 2015-10-23 | 0 | 2013-10-23 | 0
2013-10-24 | 0 | 0 | 0 | TRUE | 0 | 0.219 | 0.54943 | Yes | 2014-10-24 | 1.6 | 2015-10-24 | 5.8 | 2015-10-24 | 0.8 | 2013-10-24 | 0
2013-10-25 | 0 | 0 | 0 | TRUE | 0 | 0.219 | 0.33043 | Yes | 2014-10-25 | 21.8 | 2015-10-25 | 4 | 2015-10-25 | 0 | 2013-10-25 | 0
2013-10-26 | 9.6 | 0.96 | 0.96 | TRUE | 0.53345 | 0.219 | 1.0714 | Yes | 2014-10-26 | 2.4 | 2015-10-26 | 0 | 2015-10-26 | 0 | 2013-10-26 | 9.6
2013-10-27 | 0 | 0 | 0 | TRUE | 0 | 0.219 | 0.85243 | Yes | 2014-10-27 | 33.6 | 2015-10-27 | 6.8 | 2015-10-27 | 6 | 2013-10-27 | 0
2013-10-28 | 0 | 0 | 0 | TRUE | 0 | 0.219 | 0.63343 | Yes | 2014-10-28 | 24.4 | 2015-10-28 | 39 | 2015-10-28 | 4.8 | 2013-10-28 | 0
2013-10-29 | 0 | 0 | 0 | TRUE | 0 | 0.219 | 0.41443 | Yes | 2014-10-29 | 7 | 2015-10-29 | 40.6 | 2015-10-29 | 10.2 | 2013-10-29 | 0
2013-10-30 | 14.1 | 1.41 | 1.41 | TRUE | 0.78351 | 0.219 | 1.6054 | Yes | 2014-10-30 | 9 | 2015-10-30 | 35.4 | 2015-10-30 | 8 | 2013-10-30 | 14.1
2013-10-31 | 2 | 0.2 | 0.2 | TRUE | 0.11114 | 0.219 | 1.5864 | Yes | 2014-10-31 | 15 | 2015-10-31 | 21.2 | 2015-10-31 | 10 | 2013-10-31 | 2
2013-11-01 | 0.8 | 0.08 | 0.08 | TRUE | 0.044454 | 0.219 | 1.4474 | Yes | 2014-11-01 | 6.4 | 2015-11-01 | 1.2 | 2015-11-01 | 7.6 | 2013-11-01 | 0.8
2013-11-02 | 0 | 0 | 0 | TRUE | 0 | 0.219 | 1.2284 | Yes | 2014-11-02 | 37.6 | 2015-11-02 | 0 | 2015-11-02 | 0 | 2013-11-02 | 0
2013-11-03 | 0 | 0 | 0 | TRUE | 0 | 0.219 | 1.0094 | Yes | 2014-11-03 | 35.2 | 2015-11-03 | 0 | 2015-11-03 | 0 | 2013-11-03 | 0
2013-11-04 | 1.2 | 0.12 | 0.12 | TRUE | 0.066681 | 0.219 | 0.91043 | Yes | 2014-11-04 | 9 | 2015-11-04 | 3.4 | 2015-11-04 | 4.6 | 2013-11-04 | 1.2
2013-11-05 | 3 | 0.3 | 0.3 | TRUE | 0.1667 | 0.219 | 0.99143 | Yes | 2014-11-05 | 4.4 | 2015-11-05 | 6 | 2015-11-05 | 2 | 2013-11-05 | 3
2013-11-06 | 3.2 | 0.32 | 0.32 | TRUE | 0.17782 | 0.219 | 1.0924 | Yes | 2014-11-06 | 20.2 | 2015-11-06 | 44.2 | 2015-11-06 | 15 | 2013-11-06 | 3.2
2013-11-07 | 3.2 | 0.32 | 0.32 | TRUE | 0.17782 | 0.219 | 1.1934 | Yes | 2014-11-07 | 1.4 | 2015-11-07 | 2.2 | 2015-11-07 | 3.6 | 2013-11-07 | 3.2
2013-11-08 | 5.6 | 0.56 | 0.56 | TRUE | 0.31118 | 0.219 | 1.5344 | Yes | 2014-11-08 | 34 | 2015-11-08 | 1.6 | 2015-11-08 | 4.4 | 2013-11-08 | 5.6
2013-11-09 | 0 | 0 | 0 | TRUE | 0 | 0.219 | 1.3154 | Yes | 2014-11-09 | 0 | 2015-11-09 | 0 | 2015-11-09 | 0 | 2013-11-09 | 0
2013-11-10 | 0 | 0 | 0 | TRUE | 0 | 0.219 | 1.0964 | Yes | 2014-11-10 | 0 | 2015-11-10 | 20.5 | 2015-11-10 | 9.6 | 2013-11-10 | 0
2013-11-11 | 1.8 | 0.18 | 0.18 | TRUE | 0.10002 | 0.219 | 1.0574 | Yes | 2014-11-11 | 0 | 2015-11-11 | 18.8 | 2015-11-11 | 1.2 | 2013-11-11 | 1.8
2013-11-12 | 9.6 | 0.96 | 0.96 | TRUE | 0.53345 | 0.219 | 1.7984 | Yes | 2014-11-12 | 0 | 2015-11-12 | 59 | 2015-11-12 | 8.2 | 2013-11-12 | 9.6
2013-11-13 | 8.8 | 0.88 | 0.88 | TRUE | 0.489 | 0.219 | 2.4594 | Yes | 2014-11-13 | 0 | 2015-11-13 | 11.4 | 2015-11-13 | 0.8 | 2013-11-13 | 8.8
2013-11-14 | 1.4 | 0.14 | 0.14 | TRUE | 0.077795 | 0.219 | 2.3804 | Yes | 2014-11-14 | 0 | 2015-11-14 | 0.6 | 2015-11-14 | 2.4 | 2013-11-14 | 1.4
2013-11-15 | 11.8 | 1.18 | 1.1024 | TRUE | 0.61256 | 0.219 | 3.2638 | Yes | 2014-11-15 | 0 | 2015-11-15 | 6 | 2015-11-15 | 0.2 | 2013-11-15 | 11.8
2013-11-16 | 0 | 0 | 0 | TRUE | 0 | 0.219 | 3.0448 | Yes | 2014-11-16 | 0 | 2015-11-16 | 55.4 | 2015-11-16 | 8.2 | 2013-11-16 | 0
2013-11-17 | 4.6 | 0.46 | 0.46 | TRUE | 0.25561 | 0.219 | 3.2858 | Yes | 2014-11-17 | 0 | 2015-11-17 | 6.2 | 2015-11-17 | 5.8 | 2013-11-17 | 4.6
2013-11-18 | 0 | 0 | 0 | TRUE | 0 | 0.219 | 3.0668 | Yes | 2014-11-18 | 0 | 2015-11-18 | 0 | 2015-11-18 | 0 | 2013-11-18 | 0
2013-11-19 | 0 | 0 | 0 | TRUE | 0 | 0.219 | 2.8478 | Yes | 2014-11-19 | 3.4 | 2015-11-19 | 0 | 2015-11-19 | 0 | 2013-11-19 | 0
2013-11-20 | 0 | 0 | 0 | TRUE | 0 | 0.219 | 2.6288 | Yes | 2014-11-20 | 29.4 | 2015-11-20 | 0 | 2015-11-20 | 0 | 2013-11-20 | 0
2013-11-21 | 0.6 | 0.06 | 0.06 | TRUE | 0.033341 | 0.219 | 2.4698 | Yes | 2014-11-21 | 32.8 | 2015-11-21 | 0 | 2015-11-21 | 0 | 2013-11-21 | 0.6
2013-11-22 | 0 | 0 | 0 | TRUE | 0 | 0.219 | 2.2508 | Yes | 2014-11-22 | 25.6 | 2015-11-22 | 0 | 2015-11-22 | 1.8 | 2013-11-22 | 0
2013-11-23 | 5 | 0.5 | 0.5 | TRUE | 0.27784 | 0.219 | 2.5318 | Yes | 2014-11-23 | 15.2 | 2015-11-23 | 0 | 2015-11-23 | 4.6 | 2013-11-23 | 5
2013-11-24 | 4.4 | 0.44 | 0.44 | TRUE | 0.2445 | 0.219 | 2.7528 | Yes | 2014-11-24 | 60.6 | 2015-11-24 | 0 | 2015-11-24 | 0 | 2013-11-24 | 4.4
2013-11-25 | 0 | 0 | 0 | TRUE | 0 | 0.219 | 2.5338 | Yes | 2014-11-25 | 15 | 2015-11-25 | 0 | 2015-11-25 | 0 | 2013-11-25 | 0
2013-11-26 | 0.2 | 0.02 | 0.02 | TRUE | 0.011114 | 0.219 | 2.3348 | Yes | 2014-11-26 | 43 | 2015-11-26 | 0 | 2015-11-26 | 0 | 2013-11-26 | 0.2
2013-11-27 | 3.6 | 0.36 | 0.36 | TRUE | 0.20004 | 0.219 | 2.4758 | Yes | 2014-11-27 | 15 | 2015-11-27 | 0 | 2015-11-27 | 0 | 2013-11-27 | 3.6
2013-11-28 | 2.4 | 0.24 | 0.24 | TRUE | 0.13336 | 0.219 | 2.4968 | Yes | 2014-11-28 | 0 | 2015-11-28 | 0 | 2015-11-28 | 0 | 2013-11-28 | 2.4
2013-11-29 | 10.2 | 1.02 | 1.02 | TRUE | 0.56679 | 0.219 | 3.2978 | Yes | 2014-11-29 | 0 | 2015-11-29 | 0 | 2015-11-29 | 0 | 2013-11-29 | 10.2
2013-11-30 | 26.6 | 2.5 | 0.85962 | TRUE | 0.47767 | 0.219 | 3.9384 | Yes | 2014-11-30 | 0 | 2015-11-30 | 13 | 2015-11-30 | 4 | 2013-11-30 | 26.6
2013-12-01 | 5.4 | 0.54 | 0.516 | TRUE | 0.28673 | 0.219 | 4.2354 | Yes | 2014-12-01 | 0 | 2015-12-01 | 34.6 | 2015-12-01 | 8.4 | 2013-12-01 | 5.4
2013-12-02 | 0 | 0 | 0 | TRUE | 0 | 0.219 | 4.0164 | Yes | 2014-12-02 | 0 | 2015-12-02 | 27.4 | 2015-12-02 | 39.2 | 2013-12-02 | 0
2013-12-03 | 0 | 0 | 0 | TRUE | 0 | 0.219 | 3.7974 | Yes | 2014-12-03 | 0 | 2015-12-03 | 32.6 | 2015-12-03 | 10.2 | 2013-12-03 | 0
2013-12-04 | 0 | 0 | 0 | TRUE | 0 | 0.219 | 3.5784 | Yes | 2014-12-04 | 1.2 | 2015-12-04 | 27.2 | 2015-12-04 | 6.4 | 2013-12-04 | 0
2013-12-05 | 0 | 0 | 0 | TRUE | 0 | 0.219 | 3.3594 | Yes | 2014-12-05 | 45.4 | 2015-12-05 | 33.8 | 2015-12-05 | 48.2 | 2013-12-05 | 0
2013-12-06 | 0 | 0 | 0 | TRUE | 0 | 0.219 | 3.1404 | Yes | 2014-12-06 | 0.8 | 2015-12-06 | 22.4 | 2015-12-06 | 16.8 | 2013-12-06 | 0
2013-12-07 | 0 | 0 | 0 | TRUE | 0 | 0.219 | 2.9214 | Yes | 2014-12-07 | 15.2 | 2015-12-07 | 37.2 | 2015-12-07 | 11 | 2013-12-07 | 0
2013-12-08 | 0 | 0 | 0 | TRUE | 0 | 0.219 | 2.7024 | Yes | 2014-12-08 | 48.6 | 2015-12-08 | 27 | 2015-12-08 | 11 | 2013-12-08 | 0
2013-12-09 | 0 | 0 | 0 | TRUE | 0 | 0.219 | 2.4834 | Yes | 2014-12-09 | 34.2 | 2015-12-09 | 4.8 | 2015-12-09 | 3.2 | 2013-12-09 | 0
2013-12-10 | 0 | 0 | 0 | TRUE | 0 | 0.219 | 2.2644 | Yes | 2014-12-10 | 4.4 | 2015-12-10 | 12.2 | 2015-12-10 | 9 | 2013-12-10 | 0
2013-12-11 | 3.2 | 0.32 | 0.32 | TRUE | 0.17782 | 0.219 | 2.3654 | Yes | 2014-12-11 | 17.8 | 2015-12-11 | 3.4 | 2015-12-11 | 3 | 2013-12-11 | 3.2
2013-12-12 | 1.8 | 0.18 | 0.18 | TRUE | 0.10002 | 0.219 | 2.3264 | Yes | 2014-12-12 | 1.4 | 2015-12-12 | 23.8 | 2015-12-12 | 35.2 | 2013-12-12 | 1.8
2013-12-13 | 10.4 | 1.04 | 1.04 | TRUE | 0.5779 | 0.219 | 3.1474 | Yes | 2014-12-13 | 1 | 2015-12-13 | 0 | 2015-12-13 | 1 | 2013-12-13 | 10.4
2013-12-14 | 26 | 2.5 | 0.66888 | TRUE | 0.37168 | 0.219 | 3.5973 | Yes | 2014-12-14 | 0 | 2015-12-14 | 2.4 | 2015-12-14 | 0 | 2013-12-14 | 26
2013-12-15 | 0.8 | 0.08 | 0.08 | TRUE | 0.044454 | 0.219 | 3.4583 | Yes | 2014-12-15 | 9 | 2015-12-15 | 3 | 2015-12-15 | 2 | 2013-12-15 | 0.8
2013-12-16 | 11.8 | 1.18 | 0.95201 | TRUE | 0.52901 | 0.219 | 4.1913 | Yes | 2014-12-16 | 20.2 | 2015-12-16 | 2.2 | 2015-12-16 | 0 | 2013-12-16 | 11.8
2013-12-17 | 4.6 | 0.46 | 0.46 | TRUE | 0.25561 | 0.219 | 4.4323 | Yes | 2014-12-17 | 0.8 | 2015-12-17 | 21.8 | 2015-12-17 | 10.2 | 2013-12-17 | 4.6
2013-12-18 | 0 | 0 | 0 | TRUE | 0 | 0.219 | 4.2133 | Yes | 2014-12-18 | 24.6 | 2015-12-18 | 25.5 | 2015-12-18 | 5.4 | 2013-12-18 | 0
2013-12-19 | 0 | 0 | 0 | TRUE | 0 | 0.219 | 3.9943 | Yes | 2014-12-19 | 0 | 2015-12-19 | 31.8 | 2015-12-19 | 11.4 | 2013-12-19 | 0
2013-12-20 | 3.8 | 0.38 | 0.38 | TRUE | 0.21116 | 0.219 | 4.1553 | Yes | 2014-12-20 | 0 | 2015-12-20 | 22.6 | 2015-12-20 | 2.4 | 2013-12-20 | 3.8
2013-12-21 | 7.6 | 0.76 | 0.76 | TRUE | 0.42231 | 0.219 | 4.6963 | Yes | 2014-12-21 | 8.8 | 2015-12-21 | 9 | 2015-12-21 | 0.4 | 2013-12-21 | 7.6
2013-12-22 | 20.6 | 2.06 | 0.94888 | TRUE | 0.52727 | 0.219 | 5.4262 | Yes | 2014-12-22 | 11.6 | 2015-12-22 | 35.8 | 2015-12-22 | 4 | 2013-12-22 | 20.6
2013-12-23 | 1.4 | 0.14 | 0.14 | TRUE | 0.077795 | 0.219 | 5.3472 | Yes | 2014-12-23 | 10 | 2015-12-23 | 9.4 | 2015-12-23 | 10.8 | 2013-12-23 | 1.4
2013-12-24 | 3.8 | 0.38 | 0.38 | TRUE | 0.21116 | 0.219 | 5.5082 | Yes | 2014-12-24 | 2.2 | 2015-12-24 | 0 | 2015-12-24 | 0.6 | 2013-12-24 | 3.8
2013-12-25 | 25.6 | 2.5 | 1.028 | TRUE | 0.57124 | 0.219 | 6.3172 | Yes | 2014-12-25 | 0.6 | 2015-12-25 | 0 | 2015-12-25 | 0 | 2013-12-25 | 25.6
2013-12-26 | 24.8 | 2.48 | 0.516 | TRUE | 0.28673 | 0.219 | 6.6142 | Yes | 2014-12-26 | 10.2 | 2015-12-26 | 26.2 | 2015-12-26 | 6.4 | 2013-12-26 | 24.8
2013-12-27 | 2.2 | 0.22 | 0.22 | TRUE | 0.12225 | 0.219 | 6.6152 | Yes | 2014-12-27 | 5.4 | 2015-12-27 | 1.6 | 2015-12-27 | 2.4 | 2013-12-27 | 2.2
2013-12-28 | 21.8 | 2.18 | 0.81201 | TRUE | 0.45121 | 0.219 | 7.2082 | Yes | 2014-12-28 | 0 | 2015-12-28 | 0.2 | 2015-12-28 | 0 | 2013-12-28 | 21.8
2013-12-29 | 2.4 | 0.24 | 0.24 | TRUE | 0.13336 | 0.219 | 7.2292 | Yes | 2014-12-29 | 0 | 2015-12-29 | 0 | 2015-12-29 | 0 | 2013-12-29 | 2.4
2013-12-30 | 2.8 | 0.28 | 0.28 | TRUE | 0.15559 | 0.219 | 7.2902 | Yes | 2014-12-30 | 0 | 2015-12-30 | 0 | 2015-12-30 | 0 | 2013-12-30 | 2.8
2013-12-31 | 0.2 | 0.02 | 0.02 | TRUE | 0.011114 | 0.219 | 7.0912 | Yes | 2014-12-31 | 0 | 2015-12-31 | 0 | 2015-12-31 | 0 | 2013-12-31 | 0.2
Formulas:
Date = IF(B10="Station 1 2014", [Station 1 2014], IF(B10="Station 1 2015", [Station 1 2015], IF(B10="Station 2 2015", [Station 2 2015], [Station 3 2013])))

## Maintenance
Maintenance | Operations Per Year
200 um Filter | 3.6573
5 um Filter | 0
1 um Filter | 4.8764
UV Bulb | 1
Chlorine | 0
Ozone | 1
Pump | 0.04954
Solar | 4
Diesel Generator | 0
Diesel Shipments | 0
Total | 14.5832

## Cost
Component | Parameter Value (corresponding units) | Installation Cost | Replacement Cost (per one time) | Replacements Per Year | Total Cost (5 years) | Reference Cost
Shipped Water | 0 | 75 | N/A | N/A | 0 | 105000
Roof Catchment | 1 | 350 | N/A | N/A | 350
Additional Catchment | 0 | 150 | N/A | N/A | 0 | Satisfaction
Collection Tank | 2.5 | 900 | N/A | N/A | 900 | 0.23249
Storage Tank Tower | 2.1 | 3588.4207 | N/A | N/A | 3588.4207
Storage Tank Volume | 17 | 4675 | N/A | N/A | 4675
Piping | 13.1381 | 45 | N/A | N/A | 1182.4301
1 um Filter | TRUE | 125 | 75 | 4.8764 | 1953.65
5 um Filter | FALSE | 110 | 60 | 0 | 0
200 um Filter | TRUE | 100 | 50 | 3.6573 | 1014.325
UV System | 50 | 750 | 110 | 1 | 1190
Chlorine | FALSE | 700 | 100 | 0 | 0
Ozone | TRUE | 4000 | 0 | 1 | 4000
Pump | A | 640 | 640 | 0.04954 | 798.5281
Solar Panel | HES-260 | 500 | N/A | N/A | 2000
Battery | 1 | 390 | N/A | N/A | 390
DC-AC Power | TRUE | 2369 | N/A | N/A | 2369
Diesel Generator | FALSE | 3250 | 50 | 0 | 0
Diesel Fuel | FALSE | N/A | 325 | 0 | 0
|  |  |  | TOTAL | 24411.3539

## GHG
Reference System |  |  | Quantity Water over 5 Years | System 2
Manufacturing and Delivery | [kgCo2] | 2408 | [L] | Manufacturing and Delivery | [kgCo2] | 2408
Centralized Treatment | [kgCo2] | 39.9675 | 399675 | Diesel or Solar? | [] | Solar
Land + Sea Delivery | [kgCo2] | 2557.92 |  | Solar Type | [] | HES-260
Total System | [kgCo2] | 5005.8875 |  | Solar Emissions Production | [kgCo2] | 1984
|  |  |  | Batteries | [kgCo2] | 240
|  |  |  | DC-AC Power | [kgCo2] | 100
Relative Score | 94.53% |  |  | Diesel Generator Installation | [kgCo2] | 0
|  |  |  | Diesel Generator Operation | [kgCo2] | 0
|  |  |  | Total System | [kgCo2] | 4732

## Risk
Total Health Risk | 0 | Chlorine Values |  |  | Diesel Value
Total Environmental Risk | 0 | Days to Refill | 1 | [Days] | Days to Refill | 1 | [Days]
Total Risk | 0 | Severity Health Damage | 4 | [] | Severity Health Damage | 2 | []
|  | Severity Environmental Damage | 3 | [] | Severity Environmental Damage | 3 | []